## AT
[28 empty] | E-PRTR | [10 empty] | method (p=postal code, n=plants'/facilities' names and addresses, m=manually, l=same linkage as for 2008 data)
MS | Year | Master LCP ID | Unique ID | ID per MS | Plant Number | Plant name | Plant location | Status of the plant | Sector | MWth | Gas turbine | Biomass (TJ) | Other solid fuels (TJ) | Liquid fuels (TJ) | Natural gas (TJ) | Other gases (TJ) | SO2 (t) | NOx (t) | Dust (t) | Further explanations or comments by MS | NERP | TNP | IED Article 33 potential opt-outs | Small isolated systems | Accession Treaty | Currently closed? - Year of closure if known | ActivityCode | ParentCompanyName | FacilityName | FacilityID | StreetName | BuildingNumber | City | PostalCode | NOX(t) | SOX(t) | PM10(t) | CO2(kt)
AT | 2012 | AT32 | 2012AT32 | 2012-32 | 32 | Fernwärme Wien GesmbH, Arsenal, Heißwasserkessel 1/2 | 1030 Wien, Arsenal | Art 4(3) - existing plants | district heating | 200 | No | 0 | 0 | 35.8483 | 0.2052 | 0 | 13.105 | 6.36 | 1.101
AT | 2012 | AT40 | 2012AT40 | 2012-40 | 40 | Fernwärme Wien GesmbH, Arsenal, Heißwasserkessel 3 | 1030 Wien, Arsenal | Art 4(3) - existing plants | district heating | 140 | No | 0 | 0 | 0 | 29.628 | 0 | 0 | 1.875 | 0.041
AT | 2012 | AT19 | 2012AT19 | 2012-19 | 19 | Fernwärme Wien GesmbH, Spittelau, Heißwasserkessel 1/2 | 1090 Wien, Spittelauer Lände | Art 4(1) - old-new plants | district heating | 358 | No | 0 | 0 | 15.7479 | 1196.4216 | 0 | 0.37 | 23.275 | 1.682 | [7 empty] | 5.(b) | Wien Energie GesmbH | Fernwärme Wien GesmbH | 5899 | Spittelauer Lände | 45 | Wien,Alsergrund | 1090 | 0 | 0 | 0 | 161 | p
AT | 2012 | AT71 | 2012AT71 | 2012-71 | 71 | WIENENERGIE Bundesforste Biomasse GmbH & Co KG, BHKW - Wirbelschichtkessel | 1110 Wien, 1. Haidequerstrasse | Art 4(1) - old-new plants | CHP | 62.5 | No | 1582.3456 | 0 | 0 | 17.14 | 0 | 0 | 95.13 | 0.427 | [7 empty] | 1.(c) | WIENENERGIE Bundesforste Biomass | WIENENERGIE Bundesforste Biomasse GmbH & Co KG | 51997 | 1. Haidequerstrasse | 1 | Wien,Simmering | 1110 | 0 | 0 | 0 | 162 | p
AT | 2012 | AT4 | 2012AT4 | 2012-4 | 4 | WIEN ENERGIE GmbH, Kraftwerk Simmering, Blockheizkraftwerk 3 | 1110 Wien, 1.Haidequerstrasse | Art 4(3) - existing plants | CHP | 946 | Yes | 0 | 0 | 568.8593 | 4153.8734 | 0 | 24.28 | 124.2 | 1.11 | gas turbine + steam boiler | [6 empty] | 1.(c) | Wiener Stadtwerke Holding AG | WIEN ENERGIE GmbH | 5905 | 1.Haidequerstrasse | 1 | Wien,Simmering | 1110 | 377 | 0 | 0 | 1210 | p
AT | 2012 | AT6 | 2012AT6 | 2012-6 | 6 | WIEN ENERGIE GmbH, Kraftwerk Simmering, Blockkraftwerk 1 - Gasturbine 42 | 1110 Wien, 1.Haidequerstrasse | Art 4(2) - new-new plants | CHP | 719.5 | Yes | 0 | 0 | 0 | 7112.6543 | 0 | 0 | 96.36 | 0 | [7 empty] | 1.(c) | Wiener Stadtwerke Holding AG | WIEN ENERGIE GmbH | 5905 | 1.Haidequerstrasse | 1 | Wien,Simmering | 1110 | 377 | 0 | 0 | 1210 | p
AT | 2012 | AT7 | 2012AT7 | 2012-7 | 7 | WIEN ENERGIE GmbH, Kraftwerk Simmering, Blockkraftwerk 1 - Gasturbine 41 | 1110 Wien, 1.Haidequerstrasse | Art 4(2) - new-new plants | CHP | 719.5 | Yes | 0 | 0 | 0 | 8547.7995 | 0 | 0 | 117.38 | 0 | [7 empty] | 1.(c) | Wiener Stadtwerke Holding AG | WIEN ENERGIE GmbH | 5905 | 1.Haidequerstrasse | 1 | Wien,Simmering | 1110 | 377 | 0 | 0 | 1210 | p
AT | 2012 | AT21 | 2012AT21 | 2012-21 | 21 | WIEN ENERGIE GmbH, Kraftwerk Simmering, Blockkraftwerk 3 - Gasturbine solo | 1110 Wien, 1.Haidequerstrasse | Art 4(3) - existing plants | CHP | 288 | Yes | 0 | 0 | 0 | 3.9882 | 0 | 0 | 0.159 | 0 | [7 empty] | 1.(c) | Wiener Stadtwerke Holding AG | WIEN ENERGIE GmbH | 5905 | 1.Haidequerstrasse | 1 | Wien,Simmering | 1110 | 377 | 0 | 0 | 1210 | p
AT | 2012 | AT26 | 2012AT26 | 2012-26 | 26 | WIEN ENERGIE GmbH, Kraftwerk Simmering, Blockkraftwerk 2 - Gasturbine solo | 1110 Wien, 1.Haidequerstrasse | Art 4(3) - existing plants | CHP | 241 | Yes | 0 | 0 | 0 | 0.14184 | 0 | 0 | 0 | 0 | 0 operating hours in 2012 | [6 empty] | 1.(c) | Wiener Stadtwerke Holding AG | WIEN ENERGIE GmbH | 5905 | 1.Haidequerstrasse | 1 | Wien,Simmering | 1110 | 377 | 0 | 0 | 1210 | p
AT | 2012 | AT27 | 2012AT27 | 2012-27 | 27 | WIEN ENERGIE GmbH, Kraftwerk Simmering, Blockkraftwerk 2 | 1110 Wien, 1.Haidequerstrasse | Art 4(3) - existing plants | CHP | 241 | Yes | 0 | 0 | 0 | 971.0556 | 0 | 0 | 17.23 | 0 | gas turbine + steam boiler | [6 empty] | 1.(c) | Wiener Stadtwerke Holding AG | WIEN ENERGIE GmbH | 5905 | 1.Haidequerstrasse | 1 | Wien,Simmering | 1110 | 377 | 0 | 0 | 1210 | p
AT | 2012 | AT34 | 2012AT34 | 2012-34 | 34 | Fernwärme Wien GesmbH, Leopoldau, Heißwasserkessel | 1210 Wien, Petritschgasse | Art 4(3) - existing plants | district heating | 185 | No | 0 | 0 | 0.38178 | 95.616 | 0 | 0.006 | 2.76 | 0.131
AT | 2012 | AT14 | 2012AT14 | 2012-14 | 14 | WIEN ENERGIE GmbH, Kraftwerk Leopoldau, KW Leopoldau GUD | 1210 Wien, Thayagasse | Art 4(3) - existing plants | CHP | 380 | Yes | 0 | 0 | 0 | 1726.8632 | 0 | 0 | 56.454 | 0 | gas turbine + steam boiler
AT | 2012 | AT10 | 2012AT10 | 2012-10 | 10 | WIEN ENERGIE GmbH, Kraftwerk Donaustadt, Blockkraftwerk 3 | 1220 Wien, Primavesigasse | Art 4(1) - old-new plants | CHP | 685.747 | Yes | 0 | 0 | 0 | 9241.9528 | 0 | 0 | 141.177 | 0 | gas turbine + steam boiler | [6 empty] | 1.(c) | Wiener Stadtwerke Holding AG | WIEN ENERGIE GmbH | 5906 | Primavesigasse | 1 | Wien,Donaustadt | 1220 | 174 | 0 | 0 | 516 | p
AT | 2012 | AT31 | 2012AT31 | 2012-31 | 31 | Fernwärme Wien GesmbH, Kagran, Heißwasserkessel 1/2/3/5 | 1220 Wien, Skrabalgasse | Art 4(3) - existing plants | district heating | 200 | No | 0 | 0 | 1.0026 | 24.2315 | 0 | 0.443 | 1.336 | 0.105
AT | 2012 | AT17 | 2012AT17 | 2012-17 | 17 | Fernwärme Wien GesmbH, Inzersdorf, Heißwasserkessel 1/2 | 1230 Wien, Rosiwalgasse | Art 4(1) - old-new plants | district heating | 362 | No | 0 | 0 | 18.102 | 354.0164 | 0 | 0.216 | 5.564 | 0.511
AT | 2012 | AT56 | 2012AT56 | 2012-56 | 56 | Jungbunzlauer Austria AG, Werk Pernhofen, Kesselanlage 1 | 2064 Laa an der Thaya, Pernhofen | Art 4(3) - existing plants | CHP | 94 | No | 0 | 0 | 0 | 1639.494 | 414.0648 | 174.66 | 48.49 | 0.059 | [7 empty] | 8.(b) | Jungbunzlauer Holding AG | Jungbunzlauer Austria AG | 5854 | Pernhofen | 1 | Wulzeshofen | 2064 | 0 | 175 | 0 | 258 | p
AT | 2012 | AT92 | 2012AT92 | 2012-92 | 92 | Jungbunzlauer Austria AG, Werk Pernhofen, Kesselanlage 2 | 2064 Laa an der Thaya, Pernhofen | Art 4(1) - old-new plants | CHP | 50 | No | 0 | 0 | 0 | 1508.796 | 0 | 0.14 | 31.46 | 0.06 | [7 empty] | 8.(b) | Jungbunzlauer Holding AG | Jungbunzlauer Austria AG | 5854 | Pernhofen | 1 | Wulzeshofen | 2064 | 0 | 175 | 0 | 258 | p
AT | 2012 | AT20 | 2012AT20 | 2012-20 | 20 | EVN AG, EVN AG Kraftwerk Korneuburg, KWK Block B | 2100 Korneuburg, Kaiserallee | Art 4(3) - existing plants | CHP | 325 | No | 0 | 0 | 0 | 130.9454 | 0 | 0 | 7.9 | 0 | [7 empty] | 1.(c) | EVN AG | EVN AG | 5748 | Kaiserallee | 1 | Korneuburg | 2100 | 0 | 0 | 0 | 0 | p
AT | 2012 | AT72 | 2012AT72 | 2012-72 | 72 | Gas Connect Austria GmbH, Verdichterstation Baumgarten, Compressor 500 | 2295 Weiden an der March, VS Baumgarten | Art 4(1) - old-new plants | other (non refineries) | 62 | Yes | 0 | 0 | 0 | 740.5452 | 0 | 0 | 38.182 | 0 | [7 empty] | 1.(c) | OMV AG | Gas Connect Austria GmbH | 52028 | VS Baumgarten | 1 | Baumgarten an der March | 2295 | 224 | 0 | 0 | 177 | p
AT | 2012 | AT76 | 2012AT76 | 2012-76 | 76 | Gas Connect Austria GmbH, Verdichterstation Baumgarten, Compressor 700 | 2295 Weiden an der March, VS Baumgarten | Art 4(1) - old-new plants | other (non refineries) | 61.9 | Yes | 0 | 0 | 0 | 352.615 | 0 | 0 | 18.034 | 0 | [7 empty] | 1.(c) | OMV AG | Gas Connect Austria GmbH | 52028 | VS Baumgarten | 1 | Baumgarten an der March | 2295 | 224 | 0 | 0 | 177 | p
AT | 2012 | AT84 | 2012AT84 | 2012-84 | 84 | Gas Connect Austria GmbH, Verdichterstation Baumgarten, Compressor 600 | 2295 Weiden an der March, VS Baumgarten | Art 4(1) - old-new plants | other (non refineries) | 61.9 | Yes | 0 | 0 | 0 | 1092.6382 | 0 | 0 | 53.704 | 0 | [7 empty] | 1.(c) | OMV AG | Gas Connect Austria GmbH | 52028 | VS Baumgarten | 1 | Baumgarten an der March | 2295 | 224 | 0 | 0 | 177 | p
AT | 2012 | AT88 | 2012AT88 | 2012-88 | 88 | Gas Connect Austria GmbH, Verdichterstation Baumgarten, Compressor 2 | 2295 Weiden an der March, VS Baumgarten | Art 4(3) - existing plants | other (non refineries) | 57.3 | Yes | 0 | 0 | 0 | 271.8374 | 0 | 0 | 54.773 | 0 | [7 empty] | 1.(c) | OMV AG | Gas Connect Austria GmbH | 52028 | VS Baumgarten | 1 | Baumgarten an der March | 2295 | 224 | 0 | 0 | 177 | p
AT | 2012 | AT3 | 2012AT3 | 2012-3 | 3 | OMV Refining and Marketing GmbH, Raffinerie Schwechat, RS15 neu Kraftwerk 1, 2 und Ostanlagen | 2320 Schwechat, Mannswörther Strasse | Art 4(3) - existing plants | refineries | 1064 | No | 0 | 0 | 13156.9501 | 371.6321 | 4005.3061 | 391.428 | 296.394 | 44.675 | [7 empty] | 1.(a) | OMV Refining and Marketing GmbH | OMV Refining and Marketing GmbH | 5858 | Mannswörther Strasse | 28 | Schwechat | 2320 | 935 | 445 | 77.7 | 2840 | p
AT | 2012 | AT11 | 2012AT11 | 2012-11 | 11 | OMV Refining and Marketing GmbH, Raffinerie Schwechat, RS11 Ethylenanlage | 2320 Schwechat, Mannswörther Strasse | Art 4(3) - existing plants | refineries | 421 | No | 0 | 0 | 0 | 0 | 10564.6836 | 0.201 | 224.595 | 2.955 | [7 empty] | 1.(a) | OMV Refining and Marketing GmbH | OMV Refining and Marketing GmbH | 5858 | Mannswörther Strasse | 28 | Schwechat | 2320 | 935 | 445 | 77.7 | 2840 | p
AT | 2012 | AT36 | 2012AT36 | 2012-36 | 36 | OMV Refining and Marketing GmbH, Raffinerie Schwechat, RS10 Rohöldestillation 4 | 2320 Schwechat, Mannswörther Strasse | Art 4(3) - existing plants | refineries | 180 | No | 0 | 0 | 0 | 35.5189 | 5166.8123 | 0.264 | 108.747 | 1.65 | [7 empty] | 1.(a) | OMV Refining and Marketing GmbH | OMV Refining and Marketing GmbH | 5858 | Mannswörther Strasse | 28 | Schwechat | 2320 | 935 | 445 | 77.7 | 2840 | p
AT | 2012 | AT49 | 2012AT49 | 2012-49 | 49 | OMV Refining and Marketing GmbH, Raffinerie Schwechat, RS17 Thermal Gasoil Unit (TGU) | 2320 Schwechat, Mannswörther Strasse | Art 4(1) - old-new plants | refineries | 108 | No | 0 | 0 | 0 | 2211.1171 | 0 | 0.053 | 62.739 | 0.62 | [7 empty] | 1.(a) | OMV Refining and Marketing GmbH | OMV Refining and Marketing GmbH | 5858 | Mannswörther Strasse | 28 | Schwechat | 2320 | 935 | 445 | 77.7 | 2840 | p
AT | 2012 | AT52 | 2012AT52 | 2012-52 | 52 | OMV Refining and Marketing GmbH, Raffinerie Schwechat, RS13 FCC-Anlage | 2320 Schwechat, Mannswörther Strasse | Art 4(3) - existing plants | refineries | 102 | No | 0 | 2621.4337 | 0 | 0 | 0 | 25.157 | 105.403 | 26.054 | [7 empty] | 1.(a) | OMV Refining and Marketing GmbH | OMV Refining and Marketing GmbH | 5858 | Mannswörther Strasse | 28 | Schwechat | 2320 | 935 | 445 | 77.7 | 2840 | p
AT | 2012 | AT60 | 2012AT60 | 2012-60 | 60 | OMV Refining and Marketing GmbH, Raffinerie Schwechat, RS07 Platformer & KEP | 2320 Schwechat, Mannswörther Strasse | Art 4(3) - existing plants | refineries | 83.7 | No | 0 | 0 | 0 | 0 | 1821.7053 | 1.95 | 46.503 | 0.579 | [7 empty] | 1.(a) | OMV Refining and Marketing GmbH | OMV Refining and Marketing GmbH | 5858 | Mannswörther Strasse | 28 | Schwechat | 2320 | 935 | 445 | 77.7 | 2840 | p
AT | 2012 | AT65 | 2012AT65 | 2012-65 | 65 | OMV Refining and Marketing GmbH, Raffinerie Schwechat, RS16 Wasserstoffanlage | 2320 Schwechat, Mannswörther Strasse | Art 4(1) - old-new plants | refineries | 77 | No | 0 | 0 | 0 | 496.1481 | 479.2188 | 0.014 | 14.9 | 0.302 | [7 empty] | 1.(a) | OMV Refining and Marketing GmbH | OMV Refining and Marketing GmbH | 5858 | Mannswörther Strasse | 28 | Schwechat | 2320 | 935 | 445 | 77.7 | 2840 | p
AT | 2012 | AT74 | 2012AT74 | 2012-74 | 74 | Gas Connect Austria GmbH, Verdichterstation Eggendorf, Compressor 300 | 2492 Eggendorf, OMV Weg | Art 4(1) - old-new plants | other (non refineries) | 61.9 | Yes | 0 | 0 | 0 | 190.5379 | 0 | 0 | 7.906 | 0
AT | 2012 | AT75 | 2012AT75 | 2012-75 | 75 | Gas Connect Austria GmbH, Verdichterstation Eggendorf, Compressor 100 | 2492 Eggendorf, OMV Weg | Art 4(1) - old-new plants | other (non refineries) | 61.9 | Yes | 0 | 0 | 0 | 123.4895 | 0 | 0 | 4.872 | 0
AT | 2012 | AT78 | 2012AT78 | 2012-78 | 78 | Gas Connect Austria GmbH, Verdichterstation Eggendorf, Compressor 200 | 2492 Eggendorf, OMV Weg | Art 4(1) - old-new plants | other (non refineries) | 61.9 | Yes | 0 | 0 | 0 | 132.9538 | 0 | 0 | 5.379 | 0
AT | 2012 | AT90 | 2012AT90 | 2012-90 | 90 | W.Hamburger GmbH, Kessel 3 | 2823 Pitten, Aspanger Straße | Art 4(1) - old-new plants | CHP | 53 | No | 0 | 0 | 0 | 257.976 | 0 | 0 | 6.35 | 0 | [7 empty] | 6.(b) | Prinzhorn Holding | W. Hamburger GmbH | 193336 | Aspanger Straße | 252 | Pitten | 2823 | 124 | 0 | 0 | 0 | p
AT | 2012 | AT64 | 2012AT64 | 2012-64 | 64 | Fernwärme St. Pölten GmbH, Fernheizwerk NORD, Dampfkesselanlage 3 | 3100 St. Pölten, Mühlweg | Art 4(2) - new-new plants | CHP | 80 | No | 0 | 0 | 0 | 81.1803 | 0 | 0 | 1643.438 | 0
AT | 2012 | AT91 | 2012AT91 | 2012-91 | 91 | Fernwärme St. Pölten GmbH, Fernheizwerk SÜD, Dampfkesselanlage 1-4 | 3100 St. Pölten, Porschestraße | Art 4(3) - existing plants | CHP | 50 | No | 0 | 0 | 0 | 30.5839 | 0 | 0 | 1.182 | 0
AT | 2012 | AT62 | 2012AT62 | 2012-62 | 62 | Mondi Neusiedler AG, Mondi Neusiedler AG - Hausmening, 100 to-Kessel | 3363 Amstetten, Theresienthalstraße | Art 4(3) - existing plants | CHP | 82.6 | No | 0 | 0 | 0 | 1851.7945 | 0 | 0 | 77.407 | 0
AT | 2012 | AT1 | 2012AT1 | 2012-1 | 1 | VERBUND Thermal Power GmbH Co KG, Verbund ATP KW Dürnrohr, WDR 1+2 Hauptkessel | 3435 Zwentendorf an der Donau, Kraftwerksstrasse | Art 4(3) - existing plants | esi | 1758 | No | 0 | 23192.5585 | 0 | 425.8872 | 0 | 455.9 | 1169.25 | 139.084
AT | 2012 | AT2 | 2012AT2 | 2012-2 | 2 | EVN AG, EVN AG Kraftwerk Theiß Gedersdorf, KW Theiß Kombiblock B | 3494 Gedersdorf, Ludwig Bruckner Straße | Art 4(1) - old-new plants | CHP | 1140 | No | 0 | 0 | 0 | 115.5899 | 0 | 0 | 6.381 | 0
AT | 2012 | AT16 | 2012AT16 | 2012-16 | 16 | EVN AG, EVN AG Kraftwerk Theiß Gedersdorf, KWT Maschine 2 | 3494 Gedersdorf, Ludwig Bruckner Straße | Art 4(3) - existing plants | esi | 367 | No | 0 | 0 | 0 | 162.3739 | 0 | 0 | 5.186 | 0
AT | 2012 | AT23 | 2012AT23 | 2012-23 | 23 | EVN AG, EVN AG Kraftwerk Theiß Gedersdorf, KWT Maschine 1 | 3494 Gedersdorf, Ludwig Bruckner Straße | Art 4(3) - existing plants | esi | 245 | No | 0 | 0 | 0 | 66.5881 | 0 | 0 | 21.887 | 0
AT | 2012 | AT24 | 2012AT24 | 2012-24 | 24 | EVN AG, EVN AG Kraftwerk Theiß Gedersdorf, KWT Maschine 4 | 3494 Gedersdorf, Ludwig Bruckner Straße | Art 4(3) - existing plants | esi | 245 | No | 0 | 0 | 0 | 13.2716 | 0 | 0 | 6.293 | 0
AT | 2012 | AT89 | 2012AT89 | 2012-89 | 89 | EVN AG, EVN AG Kraftwerk Theiß Gedersdorf, KWT Hilfskessel 2+3 | 3494 Gedersdorf, Ludwig Bruckner Straße | Art 4(3) - existing plants | district heating | 54 | No | 0 | 0 | 0 | 375.0602 | 0 | 0 | 7.021 | 0
AT | 2012 | AT18 | 2012AT18 | 2012-18 | 18 | Linz Strom GmbH, FHKW Süd | 4020 Linz, Lunzerstraße | Art 4(1) - old-new plants | CHP | 360 | No | 0 | 0 | 0.12685 | 2550.24 | 0 | 0 | 56 | 0 | [7 empty] | 1.(c) | Linz AG | Linz Strom GmbH | 5807 | Lunzerstraße | 90 | Linz | 4020 | 0 | 0 | 0 | 141 | p
AT | 2012 | AT28 | 2012AT28 | 2012-28 | 28 | Linz Strom GmbH, FHKW Mitte, FHKW Mitte GuD1 | 4020 Linz, Nebingerstraße | Art 4(1) - old-new plants | CHP | 210 | Yes | 0 | 0 | 0 | 2357.82 | 0 | 0 | 40.42 | 0 | gas turbine + steam boiler | [6 empty] | 1.(c) | Linz AG | Linz Strom GmbH | 5806 | Nebingerstraße | 1 | Linz | 4020 | 195 | 0 | 0 | 468 | p
AT | 2012 | AT29 | 2012AT29 | 2012-29 | 29 | Linz Strom GmbH, FHKW Mitte, FHKW Mitte GuD 1b | 4020 Linz, Nebingerstraße | Art 4(2) - new-new plants | CHP | 210 | Yes | 0 | 0 | 0 | 904.212 | 0 | 0 | 13.36 | 0 | gas turbine + steam boiler | [6 empty] | 1.(c) | Linz AG | Linz Strom GmbH | 5806 | Nebingerstraße | 1 | Linz | 4020 | 195 | 0 | 0 | 468 | p
AT | 2012 | AT37 | 2012AT37 | 2012-37 | 37 | Linz Strom GmbH, FHKW Mitte, FHKW Mitte Kamin | 4020 Linz, Nebingerstraße | Art 4(1) - old-new plants | CHP | 167 | No | 601 | 0 | 0 | 142.776 | 0 | 0 | 107.54 | 2.3 | [7 empty] | 1.(c) | Linz AG | Linz Strom GmbH | 5806 | Nebingerstraße | 1 | Linz | 4020 | 195 | 0 | 0 | 468 | p
AT | 2012 | AT12 | 2012AT12 | 2012-12 | 12 | Voestalpine Stahl GmbH, Blockkessel 07 | 4020 Linz, voestalpine-Straße | Art 4(2) - new-new plants | iron/steel | 385 | No | 0 | 0 | 0 | 604.033 | 9161.8372 | 477.92 | 175.05 | 4.135
AT | 2012 | AT30 | 2012AT30 | 2012-30 | 30 | voestalpine Stahl GmbH, Blockkessel 06 | 4020 Linz, voestalpine-Straße | Art 4(3) - existing plants | iron/steel | 203 | No | 0 | 0 | 0 | 93.5073 | 216.3369 | 8.85 | 9.12 | 0.09
AT | 2012 | AT42 | 2012AT42 | 2012-42 | 42 | voestalpine Stahl GmbH, Gebläsezentrale 2 - Kessel 1 | 4020 Linz, voestalpine-Straße | Art 4(3) - existing plants | iron/steel | 135 | No | 0 | 0 | 0 | 58.2284 | 1728.1698 | 103.91 | 4.54 | 0.439
AT | 2012 | AT44 | 2012AT44 | 2012-44 | 44 | voestalpine Stahl GmbH, voestalpine Stahl GmbH, Gebläsezentrale 2 - Kessel 2 | 4020 Linz, voestalpine-Straße | Art 4(3) - existing plants | iron/steel | 129 | No | 0 | 0 | 0 | 41.9346 | 1201.4568 | 75.27 | 6.84 | 0.319
AT | 2012 | AT46 | 2012AT46 | 2012-46 | 46 | voestalpine Stahl GmbH, Gas- und Dampfturbine | 4020 Linz, voestalpine-Straße | Art 4(3) - existing plants | iron/steel | 125 | Yes | 0 | 0 | 0 | 183.3775 | 1395.4451 | 72.66 | 40.43 | 0.546 | gas turbine + steam boiler
AT | 2012 | AT50 | 2012AT50 | 2012-50 | 50 | voestalpine Stahl GmbH, Blockkessel 03 | 4020 Linz, voestalpine-Straße | Art 4(1) - old-new plants | iron/steel | 108 | No | 0 | 0 | 0 | 57.1009 | 2039.4202 | 94.53 | 42.39 | 0.884
AT | 2012 | AT58 | 2012AT58 | 2012-58 | 58 | voestalpine Stahl GmbH, Blockkessel 05 | 4020 Linz, voestalpine-Straße | Art 4(3) - existing plants | iron/steel | 90 | No | 0 | 0 | 0 | 32.442 | 1301.9034 | 69.65 | 25.33 | 0.592
AT | 2012 | AT59 | 2012AT59 | 2012-59 | 59 | voestalpine Stahl GmbH, Blockkessel 04 | 4020 Linz, voestalpine-Straße | Art 4(3) - existing plants | iron/steel | 90 | No | 0 | 0 | 0 | 45.7535 | 1814.7321 | 97.08 | 34.87 | 0.817
AT | 2012 | AT57 | 2012AT57 | 2012-57 | 57 | Nettingsdorfer Papierfabrik AG Co KG, Sodakessel 3 | 4053 Ansfelden, Nettingsdorfer Straße | Art 4(3) - existing plants | CHP | 93 | No | 0 | 3730.9095 | 15.3742 | 0 | 0 | 14.33 | 169.993 | 52.305 | [7 empty] | 3.(c) | Nettingsdorfer Service Center | Nettingsdorfer Papierfabrik AG & Co KG | 5927 | Nettingsdorfer Straße | 40 | Kremsdorf | 4053 | 234 | 0 | 0 | 384 | p
AT | 2012 | AT69 | 2012AT69 | 2012-69 | 69 | Nettingsdorfer Papierfabrik AG & Co KG, Gaskessel | 4053 Ansfelden, Nettingsdorfer Straße | Art 4(3) - existing plants | CHP | 66 | No | 0 | 0 | 0 | 849.0972 | 0 | 0 | 18.089 | 0.572 | [7 empty] | 3.(c) | Nettingsdorfer Service Center | Nettingsdorfer Papierfabrik AG & Co KG | 5927 | Nettingsdorfer Straße | 40 | Kremsdorf | 4053 | 234 | 0 | 0 | 384 | p
AT | 2012 | AT39 | 2012AT39 | 2012-39 | 39 | UPM Kymmene Austria GmbH, UPM Steyrermühl, GuD-Anlage Gasturbine mit Abhitzekessel | 4662 Laakirchen, Fabriksplatz | Art 4(1) - old-new plants | CHP | 146 | Yes | 0 | 0 | 0 | 4268229.66 | 0 | 0 | 303.288 | 0 | gas turbine + steam boiler | [6 empty] | 6.(b) | UPM Kymmene | UPM Kymmene Austria GmbH | 193329 | Fabriksplatz | 1 | Stötten | 4662 | 307 | 0 | 0 | 245 | p
AT | 2012 | AT73 | 2012AT73 | 2012-73 | 73 | UPM Kymmene Austria GmbH, UPM Steyrermühl, Kessel K7 K8 Steamblockanlage | 4662 Laakirchen, Fabriksplatz | Art 4(1) - old-new plants | other (non refineries) | 62 | No | 0 | 0 | 0 | 135.4793 | 0 | 0 | 1.742 | 0 | [7 empty] | 6.(b) | UPM Kymmene | UPM Kymmene Austria GmbH | 193329 | Fabriksplatz | 1 | Stötten | 4662 | 307 | 0 | 0 | 245 | p
AT | 2012 | AT9 | 2012AT9 | 2012-9 | 9 | Energie AG Oberösterreich Kraftwerke GmbH, Standort Timelkam, KW Timelkam GuD | 4850 Timelkam, Mühlfeld | Art 4(2) - new-new plants | CHP | 710 | Yes | 0 | 0 | 0 | 3411.4098 | 0 | 0 | 42.37 | 0 | gas turbine + steam boiler | [6 empty] | 1.(c) | - | Energie AG Oberösterreich Kraftwerke GmbH | 5779 | Mühlfeld | 2 | Timelkam | 4850 | 215 | 0 | 0 | 353 | p
AT | 2012 | AT47 | 2012AT47 | 2012-47 | 47 | Lenzing AG, Energie-, Faser-, Zellstoff- u. Papierprod., Gaskessel 1K6 | 4860 Lenzing, Werkstraße | Art 4(3) - existing plants | CHP | 122 | No | 0 | 0 | 0 | 281.16 | 0 | 0 | 6.044 | 0.192 | [7 empty] | 4.(a) | Lenzing AG | Lenzing AG | 5763 | Werkstraße | 1 | Alt Lenzing | 4860 | 962 | 584 | 60.2 | 1040 | p
AT | 2012 | AT51 | 2012AT51 | 2012-51 | 51 | Lenzing AG, Energie-, Faser-, Zellstoff- u. Papierprod., Laugekessel 2K10 | 4860 Lenzing, Werkstraße | Art 4(1) - old-new plants | CHP | 103 | No | 0 | 3040.4714 | 1.1542 | 15.84 | 0 | 87.48 | 333.756 | 13.813 | [7 empty] | 4.(a) | Lenzing AG | Lenzing AG | 5763 | Werkstraße | 1 | Alt Lenzing | 4860 | 962 | 584 | 60.2 | 1040 | p
AT | 2012 | AT54 | 2012AT54 | 2012-54 | 54 | Lenzing AG, Energie-, Faser-, Zellstoff- u. Papierprod., Laugekessel 2K7 | 4860 Lenzing, Werkstraße | Art 4(3) - existing plants | CHP | 100 | No | 0 | 2775.999 | 0.1194 | 19.296 | 0 | 310.902 | 311.574 | 22.097 | [7 empty] | 4.(a) | Lenzing AG | Lenzing AG | 5763 | Werkstraße | 1 | Alt Lenzing | 4860 | 962 | 584 | 60.2 | 1040 | p
AT | 2012 | AT68 | 2012AT68 | 2012-68 | 68 | Lenzing AG, Energie-, Faser-, Zellstoff- u. Papierprod., Laugekessel 2K6 | 4860 Lenzing, Werkstraße | Art 4(3) - existing plants | CHP | 67 | No | 0 | 114.5074 | 0 | 2.808 | 0 | 1.098 | 13.611 | 1.407 | [7 empty] | 4.(a) | Lenzing AG | Lenzing AG | 5763 | Werkstraße | 1 | Alt Lenzing | 4860 | 962 | 584 | 60.2 | 1040 | p
AT | 2012 | AT38 | 2012AT38 | 2012-38 | 38 | Salzburg AG f. Energie Verkehr und Telekommunikation, HKW Mitte, HKW Mitte Gasturbine und Abhitzekessel | 5020 Salzburg, Elisabethkai | Art 4(1) - old-new plants | CHP | 166 | Yes | 0 | 0 | 0 | 1221.6276 | 0 | 0 | 14.676 | 0 | gas turbine + steam boiler | [6 empty] | 1.(c) | Salzburg AG | Salzburg AG f. Energie Verkehr und Telekommunikation | 65082 | Elisabethkai | 52 | Salzburg | 5020 | 0 | 0 | 0 | 138 | p
AT | 2012 | AT55 | 2012AT55 | 2012-55 | 55 | Salzburg AG f. Energie Verkehr und Telekommunikation, HKW Mitte, HKW Mitte SÖK | 5020 Salzburg, Elisabethkai | Art 4(1) - old-new plants | CHP | 98 | No | 0 | 0 | 0 | 1017.1543 | 0 | 0 | 24.852 | 0.301 | [7 empty] | 1.(c) | Salzburg AG | Salzburg AG f. Energie Verkehr und Telekommunikation | 65082 | Elisabethkai | 52 | Salzburg | 5020 | 0 | 0 | 0 | 138 | p
AT | 2012 | AT70 | 2012AT70 | 2012-70 | 70 | Salzburg AG f. Energie Verkehr und Telekommunikation, HKW Nord, HKW Nord Block 1 | 5020 Salzburg, Wasserfeldstraße | Art 4(1) - old-new plants | CHP | 66 | No | 0 | 0 | 0 | 748.9018 | 0 | 0 | 10.53 | 0 | [7 empty] | 1.(c) | Salzburg AG | Salzburg AG f. Energie Verkehr und Telekommunikation | 65082 | Elisabethkai | 52 | Salzburg | 5020 | 0 | 0 | 0 | 138 | p
AT | 2012 | AT61 | 2012AT61 | 2012-61 | 61 | Schweighofer Fiber GmbH, TABA Kessel 5 | 5400 Hallein, Salzachtalstraße | Art 4(1) - old-new plants | CHP | 82.8 | No | 0 | 2334.5174 | 0 | 20.6369 | 20.5662 | 59.981 | 181.056 | 12.638
AT | 2012 | AT22 | 2012AT22 | 2012-22 | 22 | Steirische Gas-Wärme GmbH, Fernheizkraftwerk Graz, Kessel 1-3 | 8020 Graz, Puchstraße | Art 4(3) - existing plants | CHP | 272.04 | No | 0 | 0 | 0 | 379.368 | 0 | 0 | 4.91 | 0
AT | 2012 | AT66 | 2012AT66 | 2012-66 | 66 | Steirische Gas-Wärme GmbH, Fernheizkraftwerk Thondorf, Gasturbine + Abhitzekessel | 8041 Graz, Liebenauer Hauptstraße | Art 4(2) - new-new plants | CHP | 74.5 | Yes | 0 | 0 | 0 | 727.668 | 0 | 0 | 44 | 0 | gas turbine + steam boiler
AT | 2012 | AT33 | 2012AT33 | 2012-33 | 33 | Sappi Austria Produktions-GmbH & Co. KG, GuD-Anlage | 8101 Gratkorn, Brucker Straße | Art 4(1) - old-new plants | CHP | 190 | Yes | 0 | 0 | 0 | 2139.43 | 0 | 0 | 38.515 | 0 | gas turbine + steam boiler
AT | 2012 | AT43 | 2012AT43 | 2012-43 | 43 | Sappi Austria Produktions-GmbH & Co. KG, Kessel 11 | 8101 Gratkorn, Brucker Straße | Art 4(3) - existing plants | CHP | 133.3 | No | 0 | 2548.3591 | 11.4034 | 10.5171 | 44.354 | 10.881 | 134.589 | 7.17
AT | 2012 | AT45 | 2012AT45 | 2012-45 | 45 | Sappi Austria Produktions-GmbH & Co. KG, Laugenkessel | 8101 Gratkorn, Brucker Straße | Art 4(1) - old-new plants | CHP | 127 | No | 0 | 3807.8724 | 188.6854 | 0 | 0 | 445.923 | 371.46 | 20.371
AT | 2012 | AT93 | 2012AT93 | 2012-93 | 93 | Mayr-Melnhof Karton Gesellschaft m.b.H., 60t/h- Kessel | 8130 Frohnleiten, Wannersdorf | Art 4(3) - existing plants | CHP | 50 | No | 0 | 0 | 0 | 981.7381 | 0 | 0 | 55.316 | 0 | [7 empty] | 6.(b) | Mayr-Melnhof Karton AG | Mayr-Melnhof Karton Gesellschaft m.b.H. | 110684 | Wannersdorf | 80 | Wannersdorf | 8130 | 136 | 0 | 0 | 136 | p
AT | 2012 | AT79 | 2012AT79 | 2012-79 | 79 | Gas Connect Austria GmbH, Verdichterstation Grafendorf, Compressor 400 | 8232 Grafendorf bei Hartberg, Lechen | Art 4(1) - old-new plants | other (non refineries) | 61.9 | Yes | 0 | 0 | 0 | 596.9698 | 0 | 0 | 29.163 | 0 | [7 empty] | 1.(c) | OMV AG | Gas Connect Austria GmbH | 30043 | Lechen | 44 | Lechen | 8232 | 141 | 0 | 0 | 101 | p
AT | 2012 | AT80 | 2012AT80 | 2012-80 | 80 | Gas Connect Austria GmbH, Verdichterstation Grafendorf, Compressor 500 | 8232 Grafendorf bei Hartberg, Lechen | Art 4(1) - old-new plants | other (non refineries) | 61.9 | Yes | 0 | 0 | 0 | 572.374 | 0 | 0 | 26.871 | 0 | [7 empty] | 1.(c) | OMV AG | Gas Connect Austria GmbH | 30043 | Lechen | 44 | Lechen | 8232 | 141 | 0 | 0 | 101 | p
AT | 2012 | AT85 | 2012AT85 | 2012-85 | 85 | Gas Connect Austria GmbH, Verdichterstation Grafendorf, Compressor 600 | 8232 Grafendorf bei Hartberg, Lechen | Art 4(1) - old-new plants | other (non refineries) | 61.9 | Yes | 0 | 0 | 0 | 350.5788 | 0 | 0 | 16.233 | 0 | [7 empty] | 1.(c) | OMV AG | Gas Connect Austria GmbH | 30043 | Lechen | 44 | Lechen | 8232 | 141 | 0 | 0 | 101 | p
AT | 2012 | AT82 | 2012AT82 | 2012-82 | 82 | Gas Connect Austria GmbH, Verdichterstation Weitendorf, Compressor 100 | 8410 Weitendorf, Kapellenstraße | Art 4(1) - old-new plants | other (non refineries) | 61.9 | Yes | 0 | 0 | 0 | 409.7985 | 0 | 0 | 14.847 | 0 | [7 empty] | 1.(c) | OMV AG | Gas Connect Austria GmbH | 160671 | Kapellenstraße | 27 | Weitendorf | 8410 | 0 | 0 | 0 | 0 | p
AT | 2012 | AT83 | 2012AT83 | 2012-83 | 83 | Gas Connect Austria GmbH, Verdichterstation Weitendorf, Compressor 200 | 8410 Weitendorf, Kapellenstraße | Art 4(1) - old-new plants | other (non refineries) | 61.9 | Yes | 0 | 0 | 0 | 333.3721 | 0 | 0 | 12.259 | 0 | [7 empty] | 1.(c) | OMV AG | Gas Connect Austria GmbH | 160671 | Kapellenstraße | 27 | Weitendorf | 8410 | 0 | 0 | 0 | 0 | p
AT | 2012 | AT86 | 2012AT86 | 2012-86 | 86 | Gas Connect Austria GmbH, Verdichterstation Weitendorf, Compressor 300 | 8410 Weitendorf, Kapellenstraße | Art 4(1) - old-new plants | other (non refineries) | 61.9 | Yes | 0 | 0 | 0 | 209.0224 | 0 | 0 | 7.797 | 0 | [7 empty] | 1.(c) | OMV AG | Gas Connect Austria GmbH | 160671 | Kapellenstraße | 27 | Weitendorf | 8410 | 0 | 0 | 0 | 0 | p
AT | 2012 | AT5 | 2012AT5 | 2012-5 | 5 | VERBUND Thermal Power GmbH & Co KG, Verbund VTP Mellach, WGM Linie 2 | 8410 Wildon, Wildon | Art 4(2) - new-new plants | CHP | 721 | Yes | 0 | 0 | 0 | 3292.8433 | 0 | 0 | 59.28 | 0 | gas turbine + steam boiler | [6 empty] | 1.(c) | Verbund AG | VERBUND Thermal Power GmbH & Co KG | 5943 | Wildon | 6 | Wildon | 8410 | 735 | 204 | 0 | 1490 | p
AT | 2012 | AT8 | 2012AT8 | 2012-8 | 8 | VERBUND Thermal Power GmbH & Co KG, Verbund VTP Mellach, WGM Linie 1 | 8410 Wildon, Wildon | Art 4(2) - new-new plants | CHP | 713 | Yes | 0 | 0 | 0 | 3727.6974 | 0 | 0 | 56.6 | 0 | gas turbine + steam boiler | [6 empty] | 1.(c) | Verbund AG | VERBUND Thermal Power GmbH & Co KG | 5943 | Wildon | 6 | Wildon | 8410 | 735 | 204 | 0 | 1490 | p
AT | 2012 | AT15 | 2012AT15 | 2012-15 | 15 | VERBUND Thermal Power GmbH & Co KG, Verbund ATP FHKW Neudorf-Werndorf 2 | 8410 Wildon, Wildon | Art 4(3) - existing plants | CHP | 376.5 | No | 0 | 0 | 44.6522 | 12.9565 | 0 | 1.131 | 2.078 | 0.101 | [7 empty] | 1.(c) | Verbund AG | VERBUND Thermal Power GmbH & Co KG | 5943 | Wildon | 6 | Wildon | 8410 | 735 | 204 | 0 | 1490 | p
AT | 2012 | AT48 | 2012AT48 | 2012-48 | 48 | Norske Skog Bruck GmbH, GuD / Kessel 7 | 8600 Bruck an der Mur, Fabriksgasse | Art 4(1) - old-new plants | CHP | 114.3 | Yes | 0 | 0 | 0 | 3337.8742 | 0 | 0 | 218.448 | 0 | gas turbine + steam boiler | [6 empty] | 1.(c) | Norske Skogindustrier ASA | Norske Skog Bruck GmbH | 5947 | Fabriksgasse | 10 | Berndorf | 8600 | 287 | 0 | 0 | 274 | p
AT | 2012 | AT35 | 2012AT35 | 2012-35 | 35 | voestalpine Stahl Donawitz GesmbH, voestalpine Stahl Donawitz GmbH, Dampfkessel 01 | 8700 Leoben, Kerpelystraße 199 | Art 4(2) - new-new plants | iron/steel | 180 | No | 0 | 0 | 0 | 170.0051 | 3256.2392 | 0 | 21.36 | 2.161 | [7 empty] | 2.(b) | voestalpine AG | voestalpine Stahl Donawitz GesmbH | 5857 | Kerpelystraße 199 | 199 | Donawitz | 8700 | 775 | 882 | 450 | 2580 | p
AT | 2012 | AT63 | 2012AT63 | 2012-63 | 63 | voestalpine Stahl Donawitz GesmbH, voestalpine Stahl Donawitz GmbH, Kombikessel Heißdampferzeuger | 8700 Leoben, Kerpelystraße 199 | Art 4(3) - existing plants | iron/steel | 80 | No | 0 | 0 | 0 | 36.649 | 235.1527 | 0 | 1.64 | 0.262 | [7 empty] | 2.(b) | voestalpine AG | voestalpine Stahl Donawitz GesmbH | 5857 | Kerpelystraße 199 | 199 | Donawitz | 8700 | 775 | 882 | 450 | 2580 | p
AT | 2012 | AT67 | 2012AT67 | 2012-67 | 67 | voestalpine Stahl Donawitz GesmbH, voestalpine Stahl Donawitz GmbH, Gasturbine und Abhitzekessel (GuD-Anlage) | 8700 Leoben, Kerpelystraße 199 | Art 4(1) - old-new plants | iron/steel | 73 | Yes | 0 | 0 | 0 | 14.8515 | 2.689 | 0 | 0.805 | 0.057 | gas turbine + steam boiler | [6 empty] | 2.(b) | voestalpine AG | voestalpine Stahl Donawitz GesmbH | 5857 | Kerpelystraße 199 | 199 | Donawitz | 8700 | 775 | 882 | 450 | 2580 | p
AT | 2012 | AT13 | 2012AT13 | 2012-13 | 13 | Zellstoff Pöls Aktiengesellschaft, Sulfatlaugenkessel 2 | 8761 Pöls, Dr. Luigi Angeli Straße | Art 4(1) - old-new plants | other (non refineries) | 383 | No | 0 | 8950.9528 | 108.5153 | 0 | 73.0547 | 20.106 | 615.605 | 29.513 | [7 empty] | 6.(a) | Heinzel AG | Zellstoff Pöls Aktiengesellschaft | 65062 | Dr. Luigi Angeli Straße | 9 | Pöls | 8761 | 825 | 0 | 0 | 1030 | p
AT | 2012 | AT25 | 2012AT25 | 2012-25 | 25 | Zellstoff Pöls Aktiengesellschaft, Sulfatlaugenkessel 1 und Steambloc | 8761 Pöls, Dr. Luigi Angeli Straße | Art 4(3) - existing plants | other (non refineries) | 244 | No | 0 | 135.7313 | 0 | 0 | 0 | 1.409 | 13.374 | 1.518 | [7 empty] | 6.(a) | Heinzel AG | Zellstoff Pöls Aktiengesellschaft | 65062 | Dr. Luigi Angeli Straße | 9 | Pöls | 8761 | 825 | 0 | 0 | 1030 | p
AT | 2012 | AT41 | 2012AT41 | 2012-41 | 41 | Stadtwerke Klagenfurt AG, FHKW Klagenfurt | 9020 Klagenfurt, Pischeldorferstraße | Art 4(3) - existing plants | District heating | 138 | No | 0 | 0 | 561.8058 | 877.1422 | 0 | 89.1 | 116.8 | 3
AT | 2012 | AT77 | 2012AT77 | 2012-77 | 77 | Gas Connect Austria GmbH, Verdichterstation Ruden, Compressor 400 | 9113 Griffen, Unternberg | Art 4(1) - old-new plants | other (non refineries) | 61.9 | Yes | 0 | 0 | 0 | 488.8024 | 0 | 0 | 24.907 | 0
AT | 2012 | AT81 | 2012AT81 | 2012-81 | 81 | Gas Connect Austria GmbH, Verdichterstation Ruden, Compressor 500 | 9113 Griffen, Unternberg | Art 4(1) - old-new plants | other (non refineries) | 61.9 | Yes | 0 | 0 | 0 | 468.8913 | 0 | 0 | 23.893 | 0
AT | 2012 | AT53 | 2012AT53 | 2012-53 | 53 | Mondi Frantschach GmbH, CK 3 - Laugenverbrennungskessel | 9413 Frantschach-St. Gertraud, Frantschach | Art 4(3) - existing plants | CHP | 100 | No | 2831.6211 | 0 | 18.2922 | 0 | 0 | 16.628 | 192.486 | 20.284
AT | 2012 | AT87 | 2012AT87 | 2012-87 | 87 | Mondi Frantschach GmbH, RIK - Rindenverbrennungskessel | 9413 Frantschach-St. Gertraud, Frantschach | Art 4(3) - existing plants | CHP | 61 | No | 1841.831 | 19.7505 | 32.4052 | 0 | 0 | 73.45 | 205.291 | 0.619
[39 empty] | 93 | total
[39 empty] | 56 | p
[39 empty] | 0 | n
[39 empty] | 0 | m
[39 empty] | 0 | l
Note on U2: Ioanna Kourti: Comments prefixed with "AMEC" are comments by AMEC.
Note on Z2: Ioanna Kourti: Notes in this column which state a pollutant indicate that the ELVs for that pollutants do not apply until the specified date.

## BE
[28 empty] | E-PRTR | [10 empty] | method (p=postal code, n=plants'/facilities' names and addresses, m=manually, l=same linkage as for 2008 data)
MS | Year | Master LCP ID | Unique ID | ID per MS | Plant Number | Plant name | Plant location | Status of the plant | Sector | MWth | Gas turbine | Biomass (TJ) | Other solid fuels (TJ) | Liquid fuels (TJ) | Natural gas (TJ) | Other gases (TJ) | SO2 (t) | NOx (t) | Dust (t) | Further explanations or comments by MS | NERP | TNP | IED Article 33 potential opt-outs | Small isolated systems | Accession Treaty | Currently closed? - Year of closure if known | ActivityCode | ParentCompanyName | FacilityName | FacilityID | StreetName | BuildingNumber | City | PostalCode | NOX(t) | SOX(t) | PM10(t) | CO2(kt)
BE | 2012 | BE61 | 2012BE61 | 2012-61 | 61 | TIENSE SUIKERRAFFINADERIJ | Aandorenstraat 1,3300 Tienen | Art 4(3) - existing plants | Other (non refineries) | 93 | No | 0 | 1258.3822 | 0 | 96.7761 | 14.4357 | 451.85 | 336 | 34.8 | [7 empty] | 8.(b).(ii) | TIENSE SUIKERRAFFINADERIJ | TIENSE SUIKERRAFFINADERIJ | 14666 | Aandorenstraat | 1 | Tienen | 3300 | 336 | 452 | 0 | 129 | p
BE | 2012 | BE99 | 2012BE99 | 2012-99 | 99 | ELECTRABEL TURBOJET ZELZATE | Achille De Clercqlaan 9, 9060 Zelzate | Art 4(3) - existing plants | ESI | 80 | Yes | 0 | 0 | 7.7401 | 0 | 0 | 0 | 1.5951 | 0
BE | 2012 | BE7 | 2012BE7 | 2012-7 | 7 | BP CHEMBEL | Amocolaan 2,2440 Geel | Art 4(3) - existing plants | Other (non refineries) | 180 | No | 0 | 0 | 0 | 161.82 | 34.833 | 0.378 | 11.638 | 0 | [7 empty] | 4.(a) | BP CHEMBEL | BP CHEMBEL | 14597 | Amocolaan | 2 | Geel | 2440 | 226 | 0 | 0 | 385 | p
BE | 2012 | BE8 | 2012BE8 | 2012-8 | 8 | BP CHEMBEL | Amocolaan 2,2440 Geel | Art 4(1) - old-new plants | CHP | 150 | Yes | 0 | 0 | 0 | 2959.803 | 224.587 | 0 | 86.358 | 0 | [7 empty] | 4.(a) | BP CHEMBEL | BP CHEMBEL | 14597 | Amocolaan | 2 | Geel | 2440 | 226 | 0 | 0 | 385 | p
BE | 2012 | BE56 | 2012BE56 | 2012-56 | 56 | OLEON | Assenedestraat 2,9940 Ertvelde | Art 4(1) - old-new plants | Other (non refineries) | 63 | No | 0 | 0 | 0 | 729.4316 | 0 | 0 | 28.04 | 0 | [7 empty] | 4.(a) | OLEON | OLEON | 14621 | Assenedestraat | 2 | Evergem | 9940 | 0 | 0 | 0 | 0 | p
BE | 2012 | BE19 | 2012BE19 | 2012-19 | 19 | EDF LUMINUS Ringvaart | Buitenring-Wondelgem 10,9000 Gent | Art 4(1) - old-new plants | ESI | 644 | Yes | 0 | 0 | 0 | 12881.784 | 0 | 0 | 222.704 | 0 | [7 empty] | 1.(c) | EDF LUMINUS | EDF LUMINUS | 14750 | Buitenring-Wondelgem | 10 | Gent | 9000 | 223 | 0 | 0 | 718 | p
BE | 2012 | BE59 | 2012BE59 | 2012-59 | 59 | SYRAL BELGIUM | Burchtstraat 10,9300 Aalst | Art 4(1) - old-new plants | CHP | 163 | Yes | 0 | 0 | 0 | 3628 | 0 | 17.936 | 74.083 | 0 | [7 empty] | 8.(b).(ii) | SYRAL BELGIUM | SYRAL BELGIUM | 14793 | Burchtstraat | 10 | Aalst | 9300 | 101 | 0 | 0 | 191 | p
BE | 2012 | BE95 | 2012BE95 | 2012-95 | 95 | ELECTRABEL - TJ BEERSE | Busselen 6, 2340 Beerse | Art 4(3) - existing plants | ESI | 160 | Yes | 0 | 0 | 2.9465 | 0 | 0 | 0 | 0.4833 | 0
BE | 2012 | BE31 | 2012BE31 | 2012-31 | 31 | ELECTRABEL SITE LANXESS RUBBER | Canadastraat 21,2070 Zwijndrecht | Art 4(2) - new-new plants | CHP | 283 | Yes | 0 | 0 | 0 | 3925.0179 | 0 | 0 | 110.9 | 0.0197 | [7 empty] | 1.(c) | ELECTRABEL | ELECTRABEL SITE LANXESS RUBBER | 98856 | Canadastraat | 21 | Zwijndrecht | 2070 | 111 | 0 | 0 | 219 | p
BE | 2012 | BE81 | 2012BE81 | 2012-81 | 81 | Iscal sugar | Chaussée de la sucrerie,1 - Fontenoy | Art 4(1) - old-new plants | CHP | 60 | No | 84.334 |  |  | 691.089 |  | 1.243 | 27.6 | 0.168 | [7 empty] | 8.(b).(ii) | ISCAL SUGAR S.A. | ISCAL SUGAR S.A. | 182289 | CHAUSSEE DE LA SUCRERIE | 1 | FONTENOY | 7643 | 0 | 0 | 0 | 0 | n
BE | 2012 | BE79 | 2012BE79 | 2012-79 | 79 | Raffinerie Tirlemontoise Wanze | Chemin de Meuse,9 - Wanze | Art 4(3) - existing plants | CHP | 125 | No |  |  |  | 912.514 |  | 0.776 | 51.948 | 0.922 | [7 empty] | 8.(b).(ii) | Raffinerie Tirlemontoise s.a. / Tiense Suikerraffinaderij n.v. | RAFFINERIE TIRLEMONTOISE sa - Site de Wanze | 182397 | CHEMIN DE MEUSE | 9 | WANZE | 4520 | 0 | 0 | 0 | 0 | n
BE | 2012 | BE89 | 2012BE89 | 2012-89 | 89 | Deux-Acren | Chemin de Mons à Gand - Lessines | Art 4(3) - existing plants | ESI | 60 | Yes |  |  | 6.392 |  |  | 0.03 | 1.325 | 0.019
BE | 2012 | BE26 | 2012BE26 | 2012-26 | 26 | ELECTRABEL CENTRALE DROGENBOS | De Bruyckerweg 1,1620 Drogenbos | Art 4(3) - existing plants | ESI | 273 | Yes | 0 | 0 | 0 | 31.3751 | 0 | 0 | 4.1 | 0.00016 | [7 empty] | 1.(c) | ELECTRABEL | ELECTRABEL - CENTRALE DROGENBOS | 14829 | De Bruyckerweg | 1 | Drogenbos | 1620 | 496 | 0 | 0 | 429 | p
BE | 2012 | BE27 | 2012BE27 | 2012-27 | 27 | ELECTRABEL CENTRALE DROGENBOS | De Bruyckerweg 1,1620 Drogenbos | Art 4(1) - old-new plants | ESI | 940 | Yes | 0 | 0 | 0 | 7656.7467 | 0 | 0 | 492.219 | 0.038 | [7 empty] | 1.(c) | ELECTRABEL | ELECTRABEL - CENTRALE DROGENBOS | 14829 | De Bruyckerweg | 1 | Drogenbos | 1620 | 496 | 0 | 0 | 429 | p
BE | 2012 | BE30 | 2012BE30 | 2012-30 | 30 | ELECTRABEL CENTRALE RODENHUIZE | Energiestraat 2,9042 Gent | Art 4(3) - existing plants | ESI | 745 | No | 15056.4342 | 0 | 0 | 122.7477 | 892.0665 | 142.285 | 455.736 | 26.145 | [7 empty] | 1.(c) | ELECTRABEL | ELECTRABEL CENTRALE RODENHUIZE | 14833 | Rodenhuizekaai | 3 | Gent | 9042 | 456 | 0 | 0 | 1930 | p
BE | 2012 | BE25 | 2012BE25 | 2012-25 | 25 | ELECTRABEL CENTRALE AALST | Erembodegemstraat 4-6,9300 Aalst | Art 4(3) - existing plants | ESI | 149.8 | No | 0 | 0 | 0 | 59.5275 | 0 | 0 | 3.36 | 0.0003
BE | 2012 | BE60 | 2012BE60 | 2012-60 | 60 | T POWER | Fabrieksstraat 12, 3980 Tessenderlo | Art 4(2) - new-new plants | ESI | 790 | Yes | 0 | 0 | 0 | 3700.313 | 0 | 0 | 36.646 | 0 | [7 empty] | 1.(c) | T POWER | T POWER | 182171 | Fabrieksstraat,Industriezone Schoonhees 2 | 12 | Tessenderlo | 3980 | 0 | 0 | 0 | 187 | p
BE | 2012 | BE48 | 2012BE48 | 2012-48 | 48 | INEOS PHENOL BELGIUM | Geslecht 1,9130 Beveren | Art 4(1) - old-new plants | Other (non refineries) | 66 | No | 0 | 0 | 0 | 377.235 | 0 | 0 | 16.48 | 0 | [7 empty] | 4.(a) | INEOS PHENOL BELGIUM | INEOS PHENOL BELGIUM | 14848 | Geslecht | 1 | Beveren | 9130 | 183 | 0 | 0 | 227 | p
BE | 2012 | BE49 | 2012BE49 | 2012-49 | 49 | INEOS PHENOL BELGIUM | Geslecht 1,9130 Beveren | Art 4(1) - old-new plants | CHP | 85 | Yes | 0 | 0 | 0 | 2258.128 | 0 | 0 | 123.6 | 0 | [7 empty] | 4.(a) | INEOS PHENOL BELGIUM | INEOS PHENOL BELGIUM | 14848 | Geslecht | 1 | Beveren | 9130 | 183 | 0 | 0 | 227 | p
BE | 2012 | BE50 | 2012BE50 | 2012-50 | 50 | INEOS PHENOL BELGIUM | Geslecht 1,9130 Beveren | Art 4(2) - new-new plants | Other (non refineries) | 75 | No | 0 | 0 | 865.288 | 20.254 | 0 | 0 | 33.02 | 0 | [7 empty] | 4.(a) | INEOS PHENOL BELGIUM | INEOS PHENOL BELGIUM | 14848 | Geslecht | 1 | Beveren | 9130 | 183 | 0 | 0 | 227 | p
BE | 2012 | BE16 | 2012BE16 | 2012-16 | 16 | EDF LUMINUS | Ham 68,9000 Gent | Art 4(1) - old-new plants | CHP | 102 | Yes | 0 | 0 | 0 | 439.414 | 0 | 0 | 19.592 | 0 | [7 empty] | 1.(c) | EDF LUMINUS | EDF LUMINUS | 14751 | Ham | 68 | Gent | 9000 | 0 | 0 | 0 | 0 | p
BE | 2012 | BE17 | 2012BE17 | 2012-17 | 17 | EDF LUMINUS | Ham 68,9000 Gent | Art 4(2) - new-new plants | ESI | 248 | Yes | 0 | 0 | 0 | 182.975 | 0 | 0 | 6.922 | 0 | [7 empty] | 1.(c) | EDF LUMINUS | EDF LUMINUS | 14751 | Ham | 68 | Gent | 9000 | 0 | 0 | 0 | 0 | p
BE | 2012 | BE10 | 2012BE10 | 2012-10 | 10 | DOW BELGIUM | Havenlaan 7,3980 Tessenderlo | Art 4(3) - existing plants | Other (non refineries) | 90 | No | 0 | 0 | 2.3155 | 403.8496 | 58.58 | 0 | 45.3508 | 0 | [7 empty] | 4.(a).(viii) | DOW BELGIUM | DOW BELGIUM | 182255 | Havenlaan | 7 | Tessenderlo | 3980 | 0 | 0 | 0 | 0 | p
BE | 2012 | BE42 | 2012BE42 | 2012-42 | 42 | FLUXYS-LNG-TERMINAL | Henri Victor Wolvensstraat 3,8380 Brugge | Art 4(1) - old-new plants | CHP | 105.3 | Yes | 0 | 0 | 0 | 1487.9976 | 0 | 0 | 53.536 | 0 | [7 empty] | 1.(c) | FLUXYS LNG | FLUXYS-LNG-TERMINAL | 14649 | Henri Victor Wolvensstraat | 3 | Brugge | 8380 | 0 | 0 | 0 | 103 | p
BE | 2012 | BE20 | 2012BE20 | 2012-20 | 20 | ELECTRABEL - CENTRALE RUIEN | Herpelgem 18,9690 Kluisbergen | Art 4(1) - old-new plants | ESI | 110 | Yes | 0 | 0 | 0 | 844.9037 | 0 | 0 | 22.314 | 0.0042 | [7 empty] | 1.(c) | ELECTRABEL | ELECTRABEL - CENTRALE RUIEN | 14828 | Herpelgem | 18 | Kluisbergen | 9690 | 634 | 285 | 0 | 1120 | p
BE | 2012 | BE21 | 2012BE21 | 2012-21 | 21 | ELECTRABEL - CENTRALE RUIEN | Herpelgem 18,9690 Kluisbergen | Art 4(3) - existing plants | ESI | 700 | No | 87.3753 | 2298.7166 | 116.9767 | 0 | 0 | 70.522 | 130.651 | 7.303 | [7 empty] | 1.(c) | ELECTRABEL | ELECTRABEL - CENTRALE RUIEN | 14828 | Herpelgem | 18 | Kluisbergen | 9690 | 634 | 285 | 0 | 1120 | p
BE | 2012 | BE22 | 2012BE22 | 2012-22 | 22 | ELECTRABEL - CENTRALE RUIEN | Herpelgem 18,9690 Kluisbergen | Art 4(3) - existing plants | ESI | 770 | No | 2276.0637 | 6258.004 | 268.8756 | 17.9867 | 0 | 214.752 | 456.889 | 26.426 | [7 empty] | 1.(c) | ELECTRABEL | ELECTRABEL - CENTRALE RUIEN | 14828 | Herpelgem | 18 | Kluisbergen | 9690 | 634 | 285 | 0 | 1120 | p
BE | 2012 | BE23 | 2012BE23 | 2012-23 | 23 | ELECTRABEL - CENTRALE RUIEN | Herpelgem 18,9690 Kluisbergen | Art 4(3) - existing plants | ESI | 770 | No | 0 | 0 | 0 | 483.9452 | 0 | 0 | 24.167 | 0.0024 | [7 empty] | 1.(c) | ELECTRABEL | ELECTRABEL - CENTRALE RUIEN | 14828 | Herpelgem | 18 | Kluisbergen | 9690 | 634 | 285 | 0 | 1120 | p
BE | 2012 | BE96 | 2012BE96 | 2012-96 | 96 | ELECTRABEL TURBOJET NOORDSCHOTE | Ieperleedijkstraat, 8650 Merkem | Art 4(3) - existing plants | ESI | 80 | Yes | 0 | 0 | 9.4759 | 0 | 0 | 0 | 2.0038 | 0
BE | 2012 | BE6 | 2012BE6 | 2012-6 | 6 | BOREALIS POLYMERS | Industrieweg 148,3583 Paal | Art 4(3) - existing plants | Other (non refineries) | 108 | No | 0 | 0 | 23.3792 | 231.5925 | 547.1436 | 0 | 75.54 | 0 | [7 empty] | 4.(a).(viii) | BOREALIS POLYMERS | BOREALIS POLYMERS | 14807 | Industrieweg | 148 | Beringen | 3583 | 0 | 0 | 0 | 0 | p
BE | 2012 | BE15 | 2012BE15 | 2012-15 | 15 | E. ON GENERATION BELGIUM Vilvoorde | Jan Frans Willemsstraat 200,1800 Vilvoorde | Art 4(1) - old-new plants | ESI | 686 | Yes | 0 | 0 | 0 | 10360.702 | 0 | 0 | 245.51 | 0 | [7 empty] | 1.(c) | E.ON GENERATION BELGIUM | E.ON GENERATION BELGIUM | 14827 | Jan Frans Willemsstraat | 200 | Vilvoorde | 1800 | 246 | 0 | 0 | 580 | p
BE | 2012 | BE52 | 2012BE52 | 2012-52 | 52 | LANXESS nv | Ketenislaan 2,9130 Beveren | Art 4(1) - old-new plants | Other (non refineries) | 60 | No | 0 | 0 | 0 | 198.105 | 0 | 0 | 4.455 | 0 | [7 empty] | 4.(a) | LANXESS | LANXESS | 15145 | Ketenislaan | 2 | Beveren | 9130 | 0 | 0 | 0 | 0 | p
BE | 2012 | BE53 | 2012BE53 | 2012-53 | 53 | LANXESS nv | Ketenislaan 2,9130 Beveren | Art 4(1) - old-new plants | Other (non refineries) | 55 | No | 0 | 0 | 0 | 439.685 | 0 | 0 | 13.77 | 0 | [7 empty] | 4.(a) | LANXESS | LANXESS | 15145 | Ketenislaan | 2 | Beveren | 9130 | 0 | 0 | 0 | 0 | p
BE | 2012 | BE29 | 2012BE29 | 2012-29 | 29 | ELECTRABEL CENTRALE KNIPPEGROEN | Knippegroen 3,9042 Gent | Art 4(2) - new-new plants | ESI | 726.5 | No | 0 | 0 | 0 | 832.0928 | 16586.6604 | 455.536 | 406.186 | 2.938 | [7 empty] | 1.(c) | ELECTRABEL | Electrabel  Centrale Knippegroen | 160690 | Knippegroen | 3 | Gent | 9042 | 406 | 456 | 0 | 4320 | p
BE | 2012 | BE98 | 2012BE98 | 2012-98 | 98 | TURBO-JET ZEEBRUGGE | Lanceloot Blondeellaan 3, 8380 Brugge | Art 4(3) - existing plants | ESI | 80 | Yes | 0 | 0 | 5.9892 | 0 | 0 | 0 | 1.3081 | 0
BE | 2012 | BE57 | 2012BE57 | 2012-57 | 57 | SAPPI LANAKEN | Montaigneweg 2,3620 Lanaken | Art 4(3) - existing plants | Other (non refineries) | 60 | No | 0 | 0 | 0 | 197.5675 | 0 | 0 | 9.838 | 0.075 | [7 empty] | 6.(b) | SAPPI LANAKEN | SAPPI LANAKEN | 14641 | Montaigneweg | 2 | Lanaken | 3620 | 124 | 0 | 0 | 188 | p
BE | 2012 | BE58 | 2012BE58 | 2012-58 | 58 | SAPPI LANAKEN | Montaigneweg 2,3620 Lanaken | Art 4(1) - old-new plants | CHP | 110 | Yes | 0 | 0 | 0 | 2919.6263 | 0 | 0 | 96.468 | 1.182 | [7 empty] | 6.(b) | SAPPI LANAKEN | SAPPI LANAKEN | 14641 | Montaigneweg | 2 | Lanaken | 3620 | 124 | 0 | 0 | 188 | p
BE | 2012 | BE33 | 2012BE33 | 2012-33 | 33 | ESSENT ENERGIE BELGIE | Nieuwe Weg 1-3,2070 Zwijndrecht | Art 4(2) - new-new plants | ESI | 242.2 | Yes | 0 | 0 | 0 | 6929.035 | 0 | 0 | 243.34 | 0 | [7 empty] | 1.(c) | ESSENT ENERGIE BELGIE | ESSENT ENERGIE BELGIE | 65737 | Nieuwe Weg | 1-3 | Zwijndrecht | 2070 | 243 | 0 | 0 | 444 | p
BE | 2012 | BE46 | 2012BE46 | 2012-46 | 46 | INEOS | Nieuwe Weg 1-3,2070 Zwijndrecht | Art 4(3) - existing plants | Other (non refineries) | 57.6 | No | 0 | 0 | 0 | 201.3093 | 0 | 0 | 12.97 | 0 | [7 empty] | 4.(a) | INEOS | INEOS | 14746 | Nieuwe Weg | 1-3 | Zwijndrecht | 2070 | 0 | 0 | 0 | 0 | p
BE | 2012 | BE47 | 2012BE47 | 2012-47 | 47 | INEOS | Nieuwe Weg 1-3,2070 Zwijndrecht | Art 4(3) - existing plants | Other (non refineries) | 107.5 | No | 0 | 0 | 468.5117 | 585.8281 | 0 | 0 | 46.138 | 0.063 | [7 empty] | 4.(a) | INEOS | INEOS | 14746 | Nieuwe Weg | 1-3 | Zwijndrecht | 2070 | 0 | 0 | 0 | 0 | p
BE | 2012 | BE1 | 2012BE1 | 2012-1 | 1 | A & S ENERGIE | Nieuwenhovestraat 5, 8780 Oostrozebeke | Art 4(2) - new-new plants | ESI | 80 | No | 2298.1092 | 0 | 0 | 0 | 0 | 3.27 | 85.571 | 0.46 | [7 empty] | 1.(c) | A & S ENERGIE | A & S ENERGIE | 177674 | Nieuwenhovestraat | 5 | Oostrozebeke | 8780 | 0 | 0 | 0 | 220 | p
BE | 2012 | BE18 | 2012BE18 | 2012-18 | 18 | EDF LUMINUS | Noordkaai z/n,8870 Izegem | Art 4(2) - new-new plants | ESI | 62 | Yes | 0 | 0 | 0 | 8.4528 | 0 | 0 | 0.285 | 0
BE | 2012 | BE9 | 2012BE9 | 2012-9 | 9 | CITRIQUE BELGE | Pastorijstraat 249,3300 Tienen | Art 4(3) - existing plants | Other (non refineries) | 62 | No | 0 | 0 | 0 | 1491.667 | 0 | 0 | 60.9 | 0 | [7 empty] | 4.(a) | CITRIQUE BELGE | CITRIQUE BELGE | 14718 | Pastorijstraat | 249 | Tienen | 3300 | 0 | 0 | 0 | 0 | p
BE | 2012 | BE28 | 2012BE28 | 2012-28 | 28 | ELECTRABEL CENTRALE HERDERSBRUG | Pathoekeweg 300,8000 Brugge | Art 4(1) - old-new plants | ESI | 920 | Yes | 0 | 0 | 0 | 7870.7653 | 0 | 0 | 284.49 | 0.039 | [7 empty] | 1.(c) | ELECTRABEL | ELECTRABEL CENTRALE HERDERSBRUG | 14834 | Pathoekeweg | 300 | Brugge | 8000 | 284 | 0 | 0 | 439 | p
BE | 2012 | BE78 | 2012BE78 | 2012-78 | 78 | Cockerill Ougrée : centrale sidérurgique | Place des Hauts Fourneaux, Ougrée | Art 4(3) - existing plants | Iron/steel | 116 | No |  | 1688.334 | 5.508 | 263.925 |  | 18.104 | 228.366 | 1.969 | [7 empty] | 2.(b) | ARCELORMITTAL | ARCELORMITTAL LIEGE sa (COKE-FONTE) | 182428 | PLACE DES HAUTS FOURNEAUX |  | OUGREE | 4102 | 907 | 1190 | 364 | 0 | m
BE | 2012 | BE36 | 2012BE36 | 2012-36 | 36 | EXXONMOBIL PETROLEUM & CHEMICAL - ESSO RAFFINADERIJ | Polderdijkweg 3,2030 Antwerpen | Art 4(3) - existing plants | Refineries | 674 | No | 0 | 0 | 0 | 0 | 12042.188 | 166.18 | 430.17 | 4.31 | [7 empty] | 1.(a) | EXXONMOBIL PETROLEUM & CHEMICAL | ESSO RAFFINADERIJ | 14731 | Polderdijkweg,Haven 447 | 3 | Antwerpen | 2030 | 1090 | 3770 | 0 | 2030 | p
BE | 2012 | BE37 | 2012BE37 | 2012-37 | 37 | EXXONMOBIL PETROLEUM & CHEMICAL - ESSO RAFFINADERIJ | Polderdijkweg 3,2030 Antwerpen | Art 4(3) - existing plants | Refineries | 99 | No | 0 | 0 | 0 | 0 | 2422.5542 | 31.14 | 83.96 | 0.82 | [7 empty] | 1.(a) | EXXONMOBIL PETROLEUM & CHEMICAL | ESSO RAFFINADERIJ | 14731 | Polderdijkweg,Haven 447 | 3 | Antwerpen | 2030 | 1090 | 3770 | 0 | 2030 | p
BE | 2012 | BE38 | 2012BE38 | 2012-38 | 38 | EXXONMOBIL PETROLEUM & CHEMICAL - ESSO RAFFINADERIJ | Polderdijkweg 3,2030 Antwerpen | Art 4(3) - existing plants | Refineries | 285 | No | 0 | 0 | 0 | 0 | 1109.7882 | 15.13 | 64.83 | 0.41 | [7 empty] | 1.(a) | EXXONMOBIL PETROLEUM & CHEMICAL | ESSO RAFFINADERIJ | 14731 | Polderdijkweg,Haven 447 | 3 | Antwerpen | 2030 | 1090 | 3770 | 0 | 2030 | p
BE | 2012 | BE39 | 2012BE39 | 2012-39 | 39 | EXXONMOBIL PETROLEUM & CHEMICAL - ESSO RAFFINADERIJ | Polderdijkweg 3,2030 Antwerpen | Art 4(2) - new-new plants | CHP | 483 | Yes | 0 | 0 | 0 | 10798.1432 | 2105.2932 | 28.819 | 242.1 | 0.78 | [7 empty] | 1.(a) | EXXONMOBIL PETROLEUM & CHEMICAL | ESSO RAFFINADERIJ | 14731 | Polderdijkweg,Haven 447 | 3 | Antwerpen | 2030 | 1090 | 3770 | 0 | 2030 | p
BE | 2012 | BE72 | 2012BE72 | 2012-72 | 72 | Centrale Elec. Electrabel Awirs t4 | Quai du Halage, 49 Flemalle | Art 4(3) - existing plants | ESI | 368 | No | 4582.332 |  |  | 84.471 |  | 10.9 | 275.34 | 19.863 | [7 empty] | 1.(c) | Electrabel SA | ELECTRABEL - CENTRALE DES AWIRS | 182254 | QUAI DU HALAGE | 49 | FLEMALLE-HAUTE | 4400 | 295 | 0 | 0 | 542 | n
BE | 2012 | BE73 | 2012BE73 | 2012-73 | 73 | Centrale Elec. Electrabel Awirs t5 | Quai du Halage, 49 Flemalle | Art 4(3) - existing plants | ESI | 789 | No |  |  |  | 515.361 |  |  | 19.714 | [8 empty] | 1.(c) | Electrabel SA | ELECTRABEL - CENTRALE DES AWIRS | 182254 | QUAI DU HALAGE | 49 | FLEMALLE-HAUTE | 4400 | 295 | 0 | 0 | 542 | n
BE | 2012 | BE82 | 2012BE82 | 2012-82 | 82 | Cellardennes 70 m | Route de la Papeterie,1 - Harnoncourt | Art 4(1) - old-new plants | CHP | 104 | No | 1959.767 |  | 543.39 |  |  | 133.84 | 359.26 | 20.95
BE | 2012 | BE91 | 2012BE91 | 2012-91 | 91 | Turon | Route de l'Etat - Theux | Art 4(3) - existing plants | ESI | 60 | Yes |  |  | 8.993 |  |  | 0.04 | 1.975 | 0.026
BE | 2012 | BE90 | 2012BE90 | 2012-90 | 90 | Cierreux | Route de Luxembourg - Cierreux | Art 4(3) - existing plants | ESI | 60 | Yes |  |  | 5.904 |  |  | 0.03 | 1.235 | 0.017
BE | 2012 | BE87 | 2012BE87 | 2012-87 | 87 | Biowanze | Rue Charlier,11 , Wanze | Art 4(2) - new-new plants | CHP | 175 | No | 2062.151 |  |  | 1243.895 |  | 23.353 | 244.003 | 2.296 | [7 empty] | 4.(a).(ii) | CropEnergies AG | BIOWANZE | 98623 | Léon Charlier | 11 | Wanze | 4520 | 244 | 0 | 0 | 496 | n
BE | 2012 | BE74 | 2012BE74 | 2012-74 | 74 | Centrale Elec. Electrabel Amercoeur III | Rue Chauw à Roc, 6 Roux | Art 4(2) - new-new plants | ESI | 749 | Yes |  |  |  | 13527.467 |  |  | 401.3 | 0.07 | [7 empty] | 1.(c) | Electrabel SA | ELECTRABEL - CENTRALE D'AMERCOEUR | 182361 | RUE CHAUW A ROC | 6 | ROUX | 6044 | 401 | 0 | 0 | 762 | n
BE | 2012 | BE84 | 2012BE84 | 2012-84 | 84 | Electrabel Baudour | Rue de Hautrage-Baudour | Art 4(1) - old-new plants | ESI | 640 | Yes |  |  | 9.85 | 4130.881 |  | 0.2 | 104.1 | 0.02 | [7 empty] | 1.(c) | Electrabel SA | ELECTRABEL - CENTRALE BAUDOUR/St GHISLAIN | 182437 | RUE DE HAUTRAGE | 87 | BAUDOUR | 7331 | 104 | 0 | 0 | 232 | n
BE | 2012 | BE88 | 2012BE88 | 2012-88 | 88 | SPE-Monsin | Rue de l'Ile Monsin, 22, 4020 Liège | Art 4(3) - existing plants | ESI | 240 | Yes |  |  | 11.214 |  |  | 1.17 | 14 | 0.18 | [7 empty] | 1.(c) | EDF Luminus | EDF LUMINUS - Centrale de Monsin | 182219 | RUE DE L'ILE MONSIN | 22 | LIEGE | 4020 | 0 | 0 | 0 | 0 | m
BE | 2012 | BE86 | 2012BE86 | 2012-86 | 86 | SPE-Seraing | Rue du Pont Val-Seraing | Art 4(1) - old-new plants | ESI | 913 | Yes |  |  |  | 2361.878 |  | 0 | 61.305 | [8 empty] | 1.(c) | EDF Luminus | EDF LUMINUS - Centrale de Seraing | 182271 | RUE DU PONT DU VAL | 1 | SERAING | 4100 | 0 | 0 | 0 | 133 | l
BE | 2012 | BE83 | 2012BE83 | 2012-83 | 83 | Electrabel Solvay | Rue E. Solvay - Jemeppe-sur-sambre | Art 4(1) - old-new plants | ESI | 356 | Yes |  |  | 0 | 6935.75 |  | 0 | 352 | 0.03 | [7 empty] | 1.(c) | Electrabel SA | ELECTRABEL - COGENERATION SOLVAY | 182330 | RUE ERNEST SOLVAY |  | JEMEPPE-SUR-SAMBRE | 5190 | 352 | 0 | 0 | 390 | n
BE | 2012 | BE85 | 2012BE85 | 2012-85 | 85 | SPE-Angleur | Rue H. Defechereux-Angleur | Art 4(3) - existing plants | ESI | 411 | Yes |  |  | 0.591 | 477.986 |  | 0.092 | 55.331 | 0 | [7 empty] | 1.(c) | EDF Luminus | EDF LUMINUS - Centrale de Monsin | 182219 | RUE DE L'ILE MONSIN | 22 | LIEGE | 4020 | 0 | 0 | 0 | 0 | l
BE | 2012 | BE80 | 2012BE80 | 2012-80 | 80 | Beneo Orafti | Rue Louis Maréchal,1 - Oreye | Art 4(3) - existing plants | CHP | 126 | No |  |  |  | 1158.421 |  | 0 | 56.44 | 0.81 | [7 empty] | 8.(b).(ii) | Südzucker sa | BENEO - ORAFTI | 182284 | RUE LOUIS MARECHAL | 1 | OREYE | 4360 | 0 | 0 | 0 | 0 | n
BE | 2012 | BE76 | 2012BE76 | 2012-76 | 76 | Cockerill Seraing : centrale 1 | Rue Ferrer et Rue de la vieille espérance - Seraing | Art 4(3) - existing plants | Iron/steel | 81 | No |  |  | 31.499 | 6.085 |  | 6.7 | 3.8 | 6.66
BE | 2012 | BE77 | 2012BE77 | 2012-77 | 77 | Cockerill Seraing : centrale 2 | Rue Ferrer et Rue de la vieille espérance - Seraing | Art 4(3) - existing plants | Iron/steel | 81 | No |  |  | 31.499 | 6.085 |  | 4 | 2.1 | 0.03
BE | 2012 | BE24 | 2012BE24 | 2012-24 | 24 | ELECTRABEL WKK LANXESS (BAYER) | Scheldelaan 420,2030 Antwerpen | Art 4(1) - old-new plants | CHP | 156 | Yes | 0 | 0 | 0 | 3516.506 | 0 | 0 | 150.155 | 0.018 | [7 empty] | 1.(c) | ELECTRABEL | ELECTRABEL WKK LANXESS (BAYER) | 14831 | Scheldelaan | 420 | Antwerpen | 2030 | 150 | 0 | 0 | 196 | p
BE | 2012 | BE40 | 2012BE40 | 2012-40 | 40 | FINA ANTWERP OLEFINS - OLEFINENFABRIEK | Scheldelaan 10,2030 Antwerpen | Art 4(3) - existing plants | Other (non refineries) | 187 | No | 0 | 0 | 254.564 | 3714.9006 | 0 | 2.581 | 178 | 4.05 | [7 empty] | 4.(a) | FINA ANTWERP OLEFINS | FINA ANTWERP OLEFINS | 14740 | Scheldelaan | 10 | Antwerpen | 2030 | 947 | 0 | 0 | 959 | p
BE | 2012 | BE41 | 2012BE41 | 2012-41 | 41 | FINA ANTWERP OLEFINS - OLEFINENFABRIEK | Scheldelaan 10,2030 Antwerpen | Art 4(3) - existing plants | Other (non refineries) | 66 | No | 0 | 0 | 0 | 1074.9713 | 0 | 0 | 75.585 | 0 | [7 empty] | 4.(a) | FINA ANTWERP OLEFINS | FINA ANTWERP OLEFINS | 14740 | Scheldelaan | 10 | Antwerpen | 2030 | 947 | 0 | 0 | 959 | p
BE | 2012 | BE62 | 2012BE62 | 2012-62 | 62 | TOTAL RAFFINADERIJ ANTWERPEN | Scheldelaan 16,2030 Antwerpen | Art 4(1) - old-new plants | CHP | 449.4 | Yes | 0 | 0 | 0 | 8505.2354 | 875.481 | 1.95 | 454.5 | 5.3 | [7 empty] | 1.(a) | TOTAL RAFFINADERIJ ANTWERPEN | TOTAL RAFFINADERIJ ANTWERPEN | 14847 | Scheldelaan | 16 | Antwerpen | 2030 | 3320 | 4970 | 106 | 3600 | p
BE | 2012 | BE63 | 2012BE63 | 2012-63 | 63 | TOTAL RAFFINADERIJ ANTWERPEN | Scheldelaan 16,2030 Antwerpen | Art 4(3) - existing plants | Refineries | 259 | No | 0 | 0 | 0.069252 | 0 | 5357.82 | 12.23 | 203.48 | 2.44 | [7 empty] | 1.(a) | TOTAL RAFFINADERIJ ANTWERPEN | TOTAL RAFFINADERIJ ANTWERPEN | 14847 | Scheldelaan | 16 | Antwerpen | 2030 | 3320 | 4970 | 106 | 3600 | p
BE | 2012 | BE64 | 2012BE64 | 2012-64 | 64 | TOTAL RAFFINADERIJ ANTWERPEN | Scheldelaan 16,2030 Antwerpen | Art 4(1) - old-new plants | Refineries | 175.5 | No | 0 | 0 | 0 | 0 | 4298.6434 | 9.305 | 125.716 | 1.247 | [7 empty] | 1.(a) | TOTAL RAFFINADERIJ ANTWERPEN | TOTAL RAFFINADERIJ ANTWERPEN | 14847 | Scheldelaan | 16 | Antwerpen | 2030 | 3320 | 4970 | 106 | 3600 | p
BE | 2012 | BE65 | 2012BE65 | 2012-65 | 65 | TOTAL RAFFINADERIJ ANTWERPEN | Scheldelaan 16,2030 Antwerpen | Art 4(3) - existing plants | Refineries | 142 | No | 0 | 0 | 7.597 | 0 | 2958.7566 | 403.81 | 167.62 | 1.36 | [7 empty] | 1.(a) | TOTAL RAFFINADERIJ ANTWERPEN | TOTAL RAFFINADERIJ ANTWERPEN | 14847 | Scheldelaan | 16 | Antwerpen | 2030 | 3320 | 4970 | 106 | 3600 | p
BE | 2012 | BE66 | 2012BE66 | 2012-66 | 66 | TOTAL RAFFINADERIJ ANTWERPEN | Scheldelaan 16,2030 Antwerpen | Art 4(1) - old-new plants | Refineries | 50.3 | No | 0 | 0 | 0 | 0 | 836.8168 | 1.877 | 14.676 | 0.381 | [7 empty] | 1.(a) | TOTAL RAFFINADERIJ ANTWERPEN | TOTAL RAFFINADERIJ ANTWERPEN | 14847 | Scheldelaan | 16 | Antwerpen | 2030 | 3320 | 4970 | 106 | 3600 | p
BE | 2012 | BE67 | 2012BE67 | 2012-67 | 67 | TOTAL RAFFINADERIJ ANTWERPEN | Scheldelaan 16,2030 Antwerpen | Art 4(1) - old-new plants | Refineries | 150 | No | 0 | 0 | 0 | 0 | 1456.0828 | 0 | 45.901 | 0.806 | [7 empty] | 1.(a) | TOTAL RAFFINADERIJ ANTWERPEN | TOTAL RAFFINADERIJ ANTWERPEN | 14847 | Scheldelaan | 16 | Antwerpen | 2030 | 3320 | 4970 | 106 | 3600 | p
BE | 2012 | BE68 | 2012BE68 | 2012-68 | 68 | TOTAL RAFFINADERIJ ANTWERPEN | Scheldelaan 16,2030 Antwerpen | Art 4(3) - existing plants | Refineries | 149 | No | 0 | 0 | 0 | 0 | 2860.8185 | 6.526 | 111.507 | 1.001 | [7 empty] | 1.(a) | TOTAL RAFFINADERIJ ANTWERPEN | TOTAL RAFFINADERIJ ANTWERPEN | 14847 | Scheldelaan | 16 | Antwerpen | 2030 | 3320 | 4970 | 106 | 3600 | p
BE | 2012 | BE69 | 2012BE69 | 2012-69 | 69 | TOTAL RAFFINADERIJ ANTWERPEN | Scheldelaan 16,2030 Antwerpen | Art 4(3) - existing plants | Refineries | 55.4 | No | 0 | 0 | 0 | 0 | 886.5169 | 2.034 | 50.485 | 0.404 | [7 empty] | 1.(a) | TOTAL RAFFINADERIJ ANTWERPEN | TOTAL RAFFINADERIJ ANTWERPEN | 14847 | Scheldelaan | 16 | Antwerpen | 2030 | 3320 | 4970 | 106 | 3600 | p
BE | 2012 | BE51 | 2012BE51 | 2012-51 | 51 | LANXESS | Scheldelaan 420,2040 Antwerpen | Art 4(3) - existing plants | Other (non refineries) | 171 | No | 0 | 0 | 604.5848 | 610.189 | 109.631 | 12.4 | 67.4 | 0 | [7 empty] | 4.(a) | LANXESS | LANXESS | 15620 | Scheldelaan | 420 | Antwerpen | 2040 | 1360 | 428 | 0 | 139 | p
BE | 2012 | BE54 | 2012BE54 | 2012-54 | 54 | MONSANTO EUROPE | Scheldelaan 460,2040 Antwerpen | Art 4(3) - existing plants | Other (non refineries) | 180 | No | 0 | 0 | 0 | 989.3964 | 104.1507 | 0 | 71.29 | 0 | [7 empty] | 4.(d) | MONSANTO EUROPE | MONSANTO EUROPE | 14692 | Scheldelaan | 460 | Antwerpen | 2040 | 210 | 0 | 0 | 277 | p
BE | 2012 | BE55 | 2012BE55 | 2012-55 | 55 | MONSANTO EUROPE | Scheldelaan 460,2040 Antwerpen | Art 4(1) - old-new plants | CHP | 110 | Yes | 0 | 0 | 0 | 3424.9713 | 118.899 | 0 | 120.24 | 0 | [7 empty] | 4.(d) | MONSANTO EUROPE | MONSANTO EUROPE | 14692 | Scheldelaan | 460 | Antwerpen | 2040 | 210 | 0 | 0 | 277 | p
BE | 2012 | BE43 | 2012BE43 | 2012-43 | 43 | INDEPENDENT BELGIAN REFINERY | Scheldelaan 490,2040 Antwerpen | Art 4(3) - existing plants | Refineries | 53.8 | No | 0 | 0 | 201.8448 | 0 | 595.174 | 9.6 | 1.5798 | 0.6572 | [7 empty] | 1.(a) | INDEPENDENT BELGIAN REFINERY | INDEPENDENT BELGIAN REFINERY | 14758 | Scheldelaan | 490 | Antwerpen | 2040 | 0 | 339 | 0 | 301 | p
BE | 2012 | BE44 | 2012BE44 | 2012-44 | 44 | INDEPENDENT BELGIAN REFINERY | Scheldelaan 490,2040 Antwerpen | Art 4(3) - existing plants | Refineries | 114.2 | No | 0 | 0 | 125.9702 | 0 | 940.8325 | 13.85 | 19.19 | 0.557 | [7 empty] | 1.(a) | INDEPENDENT BELGIAN REFINERY | INDEPENDENT BELGIAN REFINERY | 14758 | Scheldelaan | 490 | Antwerpen | 2040 | 0 | 339 | 0 | 301 | p
BE | 2012 | BE45 | 2012BE45 | 2012-45 | 45 | INDEPENDENT BELGIAN REFINERY | Scheldelaan 490,2040 Antwerpen | Art 4(3) - existing plants | Refineries | 134.6 | No | 0 | 0 | 447.3426 | 0 | 0 | 15.74 | 10.616 | 7.32 | [7 empty] | 1.(a) | INDEPENDENT BELGIAN REFINERY | INDEPENDENT BELGIAN REFINERY | 14758 | Scheldelaan | 490 | Antwerpen | 2040 | 0 | 339 | 0 | 301 | p
BE | 2012 | BE3 | 2012BE3 | 2012-3 | 3 | BASF ANTWERPEN | Scheldelaan 600,2040 Antwerpen | Art 4(3) - existing plants | Other (non refineries) | 227 | No | 0 | 0 | 982.468 | 0 | 1259.428 | 0 | 148.17 | 7.942 | [7 empty] | 4.(a) | B.A.S.F. ANTWERPEN | BASF ANTWERPEN | 14602 | Scheldelaan,Haven 725 | 600 | Antwerpen | 2040 | 1550 | 326 | 0 | 3050 | p
BE | 2012 | BE4 | 2012BE4 | 2012-4 | 4 | BASF ANTWERPEN | Scheldelaan 600,2040 Antwerpen | Art 4(1) - old-new plants | Other (non refineries) | 100 | No | 0 | 0 | 237.632 | 776.937 | 0 | 0 | 72.877 | 0.281 | [7 empty] | 4.(a) | B.A.S.F. ANTWERPEN | BASF ANTWERPEN | 14602 | Scheldelaan,Haven 725 | 600 | Antwerpen | 2040 | 1550 | 326 | 0 | 3050 | p
BE | 2012 | BE5 | 2012BE5 | 2012-5 | 5 | BASF ANTWERPEN | Scheldelaan 600,2040 Antwerpen | Art 4(1) - old-new plants | Other (non refineries) | 120 | No | 0 | 0 | 0 | 2667.053 | 0 | 0 | 73.75 | 0 | [7 empty] | 4.(a) | B.A.S.F. ANTWERPEN | BASF ANTWERPEN | 14602 | Scheldelaan,Haven 725 | 600 | Antwerpen | 2040 | 1550 | 326 | 0 | 3050 | p
BE | 2012 | BE71 | 2012BE71 | 2012-71 | 71 | ZANDVLIET POWER - TERREIN BASF | Scheldelaan 600,2040 Antwerpen | Art 4(2) - new-new plants | CHP | 706 | Yes | 0 | 0 | 0 | 18514.8728 | 0 | 0 | 239.87 | 0 | [7 empty] | 4.(a) | B.A.S.F. ANTWERPEN | BASF ANTWERPEN | 14602 | Scheldelaan,Haven 725 | 600 | Antwerpen | 2040 | 1550 | 326 | 0 | 3050 | p
BE | 2012 | BE2 | 2012BE2 | 2012-2 | 2 | AGFA - GEVAERT MORTSEL G1-2-5 | Septestraat 27,2640 Mortsel | Art 4(3) - existing plants | Other (non refineries) | 58.7 | No | 0 | 0 | 0 | 7.369 | 0 | 0 | 0.344 | 0 | [7 empty] | 4.(a) | AGFA-GEVAERT | AGFA-GEVAERT MORTSEL G1-2-5 | 14594 | Septestraat | 27 | Mortsel | 2640 | 0 | 0 | 0 | 0 | p
BE | 2012 | BE32 | 2012BE32 | 2012-32 | 32 | ELECTRAWINDS BIOSTOOM | Solvaylaan 7,8400 Oostende | Art 4(2) - new-new plants | ESI | 70 | No | 3076.1908 | 0 | 7.3907 | 0 | 0 | 0 | 104.707 | 0 | [7 empty] | 1.(c) | ELECTRAWINDS BIOSTOOM | ELECTRAWINDS BIOSTOOM | 174291 | Solvaylaan,INDUSTRIETERREIN PLASSENDALE II | 7 | Oostende | 8400 | 105 | 0 | 0 | 314 | p
BE | 2012 | BE11 | 2012BE11 | 2012-11 | 11 | E. ON GENERATION BELGIUM | Swinnenwijerweg 30,3600 Genk | Art 4(3) - existing plants | ESI | 785 | No | 645.098 | 11243.154 | 0 | 155.074 | 0 | 425.146 | 639.339 | 11.985 | Co-incineration : 0,93 TJ sludge. | [6 empty] | 1.(c) | E.ON GENERATION BELGIUM | E.ON GENERATION BELGIUM | 14830 | Swinnenwijerweg | 30 | Genk | 3600 | 1310 | 850 | 0 | 2260 | p
BE | 2012 | BE12 | 2012BE12 | 2012-12 | 12 | E. ON GENERATION BELGIUM | Swinnenwijerweg 30,3600 Genk | Art 4(3) - existing plants | ESI | 785 | No | 614.183 | 10877.802 | 0 | 150.683 | 0 | 424.995 | 639.29 | 12.005 | Co-incineration : 0,31 TJ sludge. | [6 empty] | 1.(c) | E.ON GENERATION BELGIUM | E.ON GENERATION BELGIUM | 14830 | Swinnenwijerweg | 30 | Genk | 3600 | 1310 | 850 | 0 | 2260 | p
BE | 2012 | BE13 | 2012BE13 | 2012-13 | 13 | E. ON GENERATION BELGIUM | Swinnenwijerweg 30,3600 Genk | Art 4(1) - old-new plants | ESI | 125 | Yes | 0 | 0 | 0 | 93.993 | 0 | 0 | 4.8 | 0 | [7 empty] | 1.(c) | E.ON GENERATION BELGIUM | E.ON GENERATION BELGIUM | 14830 | Swinnenwijerweg | 30 | Genk | 3600 | 1310 | 850 | 0 | 2260 | p
BE | 2012 | BE14 | 2012BE14 | 2012-14 | 14 | E. ON GENERATION BELGIUM | Swinnenwijerweg 30,3600 Genk | Art 4(1) - old-new plants | ESI | 125 | Yes | 0 | 0 | 0 | 418.227 | 0 | 0 | 21.59 | 0 | [7 empty] | 1.(c) | E.ON GENERATION BELGIUM | E.ON GENERATION BELGIUM | 14830 | Swinnenwijerweg | 30 | Genk | 3600 | 1310 | 850 | 0 | 2260 | p
BE | 2012 | BE34 | 2012BE34 | 2012-34 | 34 | EVONIK DEGUSSA ANTWERPEN | Tijsmanstunnel-West z/n,2040 Antwerpen | Art 4(1) - old-new plants | CHP | 99 | Yes | 0 | 0 | 0 | 3442.24 | 0 | 0 | 244.742 | 0 | [7 empty] | 4.(a) | EVONIK DEGUSSA ANTWERPEN | EVONIK DEGUSSA ANTWERPEN | 14620 | Tijsmanstunnel-West | Z/N | Antwerpen | 2040 | 587 | 0 | 0 | 497 | p
BE | 2012 | BE35 | 2012BE35 | 2012-35 | 35 | EVONIK DEGUSSA ANTWERPEN | Tijsmanstunnel-West z/n,2040 Antwerpen | Art 4(2) - new-new plants | CHP | 85 | Yes | 0 | 0 | 0 | 2416.04 | 249.348 | 0 | 76.506 | 0 | [7 empty] | 4.(a) | EVONIK DEGUSSA ANTWERPEN | EVONIK DEGUSSA ANTWERPEN | 14620 | Tijsmanstunnel-West | Z/N | Antwerpen | 2040 | 587 | 0 | 0 | 497 | p
BE | 2012 | BE97 | 2012BE97 | 2012-97 | 97 | ELECTRABEL TURBOJET ZEDELGEM | Torhoutsesteenweg, 8210 Zedelgem | Art 4(3) - existing plants | ESI | 80 | Yes | 0 | 0 | 8.2517 | 0 | 0 | 0 | 1.6778 | 0
BE | 2012 | BE92 | 2012BE92 | 2012-92 | 92 | Turbojet Buda | Vaartdijk 90, 1120 Bruxelles | Art 4(3) - existing plants | ESI | 80 | Yes | 0 | 0 | 8.3874 | 0 | 0 |  | 1.6852 | 0.025162 | NOx & dust are calculated based on emission factors. No calculation is available for SO2. The liquid fuel has very low Sulphur content
BE | 2012 | BE94 | 2012BE94 | 2012-94 | 94 | ELECTRABEL TURBOJET AALTER | Venecolaan, 9880 Aalter | Art 4(3) - existing plants | ESI | 80 | Yes | 0 | 0 | 6.4735 | 0 | 0 | 0 | 1.332 | 0
BE | 2012 | BE93 | 2012BE93 | 2012-93 | 93 | Turbojet Volta (Ixelles) | Voltastraat 16, 1050 Bruxelles | Art 4(3) - existing plants | ESI | 80 | Yes | 0 | 0 | 7.4762 | 0 | 0 |  | 1.5211 | 0.022429 | NOx & dust are calculated based on emission factors. No calculation is available for SO2. The liquid fuel has very low Sulphur content
BE | 2012 | BE70 | 2012BE70 | 2012-70 | 70 | UMICORE | Watertorenstraat 33,2250 Olen | Art 4(2) - new-new plants | CHP | 70.54 | Yes | 0 | 0 | 0 | 1177.173 | 0 | 0 | 62.587 | 0 | [7 empty] | 2.(e) | UMICORE | UMICORE | 14813 | Watertorenstraat | 33 | Olen | 2250 | 0 | 0 | 0 | 0 | p
BE | 2012 | BE75 | 2012BE75 | 2012-75 | 75 | Industrie du bois Vielsalm | ZI De Burtonville-Vielsalm | Art 4(2) - new-new plants | CHP | 74 | No | 3251.354 |  |  |  |  | 22.7 | 257.587 | 3.135 | [7 empty] | 1.(c) | INDUSTRIE DU BOIS VIELSALM & CIE - IBV | INDUSTRIE DU BOIS VIELSALM & CIE - IBV | 182370 | Route de la Forêt | 1 | Vielsalm | 6690 | 258 | 0 | 0 | 458 | n
[39 empty] | 99 | total
[39 empty] | 69 | p
[39 empty] | 10 | n
[39 empty] | 2 | m
[39 empty] | 2 | l
Note on U2: Ioanna Kourti: Comments prefixed with "AMEC" are comments by AMEC.
Note on Z2: Ioanna Kourti: Notes in this column which state a pollutant indicate that the ELVs for that pollutants do not apply until the specified date.

## BG
[28 empty] | E-PRTR | [10 empty] | method (p=postal code, n=plants'/facilities' names and addresses, m=manually, l=same linkage as for 2008 data)
MS | Year | Master LCP ID | Unique ID | ID per MS | Plant Number | Plant name | Plant location | Status of the plant | Sector | MWth | Gas turbine | Biomass (TJ) | Other solid fuels (TJ) | Liquid fuels (TJ) | Natural gas (TJ) | Other gases (TJ) | SO2 (t) | NOx (t) | Dust (t) | Further explanations or comments by MS | NERP | TNP | IED Article 33 potential opt-outs | Small isolated systems | Accession Treaty | Currently closed? - Year of closure if known | Activity Code | ParentCompanyName | FacilityName | FacilityID | StreetName | BuildingNumber | City | PostalCode | NOX(t) | SOX(t) | PM10(t) | CO2(kt)
BG | 2012 | BG27 | 2012BG27 | 2012-27 | 27 | DHP "Burgas" | Severna promishlena zona, p.box 642, 8000 Bourgas | Art 4(3) - existing plants | District heating | 372 | No | 0 | 0 | 0 | 1337 | 0 | 0.41 | 225.35 | 0 | [7 empty] | 1.(c) | TOPLOFIKATSIA | "Toplofikatsia - Burgas" EAD | 15877 | Severna promishlena zona, Kv.“Lozovo”, p.k. 642 |  | Burgas | 8000 | 125 | 0 | 0 | 0 | p
BG | 2012 | BG29 | 2012BG29 | 2012-29 | 29 | DHP "Dalkia" (ex.DHP "Vl.Varnenchik") | p.box 26, 5 "Yanosh Huniiadi" Str., Varna | Art 4(3) - existing plants | District heating | 253 | No | 0 | 0 | 0 | 723 | 0 | 0 | 110.32 | 0 | [7 empty] | 1.(c) | DALKIA-VARNA | OTs Vladislav Varnenchik | 99082 | Yanosh Hunyadi | 5 | Vladislav Varnenchik | 9020 | 0 | 0 | 0 | 0 | n
BG | 2012 | BG20 | 2012BG20 | 2012-20 | 20 | DHP "Lulin" | 23b "Yastrebets" Str., 1680 Sofia | Art 4(3) - existing plants | District heating | 608 | No | 0 | 0 | 16 | 1484 | 0 |  | 57.83
BG | 2012 | BG23 | 2012BG23 | 2012-23 | 23 | DHP "Plovdiv sever" | 23b "Vasil Levski" Blvd., 4003 Plovdiv | Art 4(3) - existing plants | CHP | 431 | Yes | 0 | 0 | 0 | 2780 | 0 |  | 148.53 | [8 empty] | 1.(c) | EVN BULGARIA TOPLOFIKATSIA | TETs | 15879 | Vasil Levski | 236 | Severen | 4003 | 142 | 0 | 0 | 158 | m
BG | 2012 | BG18 | 2012BG18 | 2012-18 | 18 | DHP "Turnovo" | p.box 2, 71a "Nikola Gabrovski" Str., 5002 Veliko Turnovo | Art 4(3) - existing plants | District heating
BG | 2012 | BG34 | 2012BG34 | 2012-34 | 34 | DHP "Vratsa Gradska"" | Vratsa
BG | 2012 | BG25 | 2012BG25 | 2012-25 | 25 | DHP "Vratsa Mladost" | Vratsa
BG | 2012 | BG21 | 2012BG21 | 2012-21 | 21 | DHP "Zemliane" | 23b "Yastrebets" Str., 1680 Sofia | Art 4(3) - existing plants | District heating | 605 | No | 0 | 0 | 49 | 2968 | 0 |  | 111.92 | [8 empty] | 1.(c) | TOPLOFIKATSIA SOFIA | OTs"Zemlyane" | 15880 | "Kostenets" | 5 | Krasno selo | 1680 | 124 | 0 | 0 | 166 | m
BG | 2012 | BG31 | 2012BG31 | 2012-31 | 31 | TPP "Agrobiohim" | Stara Zagora
BG | 2012 | BG4 | 2012BG4 | 2012-4 | 4 | TPP "Bobov dol" | Golemo selo, municipality Bobov Dol, region Kyoustendil | Art 4(3) - existing plants | ESI | 1300 | No | 0 | 20163 | 65 | 0 | 0 | 55500 | 4578 | 2820 | [7 empty] | 1.(c) | TETS - BOBOV DOL | TETs "Bobov dol" | 15872 | TETs "Bobov dol"EAD |  | Golemo selo | 2635 | 2930 | 35400 | 1780 | 1720 | n
BG | 2012 | BG3 | 2012BG3 | 2012-3 | 3 | TPP "Brikel" | 6280 Gulubovo, region Stara Zagora | Art 4(3) - existing plants | [18 empty] | 1.(c) | BRIKEL | Gorivna instalatsia s nominalna toplinna moshtnost 510 MWt | 15796 | izvan grada |  | Galabovo | 6280 | 605 | 1130 | 0 | 1090 | n
BG | 2012 | BG38 | 2012BG38 | 2012-38 | 38 | TPP "Brikel" | 6280Gulubovo, region Stara Zagora | Art 4(2) - new plants | CHP | 510 | No | 0 | 10960 | 34 | 0 | 0 | 2127.99 | 1130.64 | 142.79 | [7 empty] | 1.(c) | BRIKEL | Gorivna instalatsia s nominalna toplinna moshtnost 510 MWt | 15796 | izvan grada |  | Galabovo | 6280 | 605 | 1130 | 0 | 1090 | n
BG | 2012 | BG11 | 2012BG11 | 2012-11 | 11 | TPP "Deven" | Promishlena zona-ug, Devnya, region Varna | Art 4(1) - old-new plants | CHP | 860 | No | 92 | 16709 | 13 | 0 | 29 | 2003.56 | 3013.61 | 248.55 | [7 empty] | 1.(c) | DEVEN | "Deven" AD | 15810 | Promishlena zona - yug |  | Devnya | 9160 | 2780 | 1850 | 195 | 1610 | n
BG | 2012 | BG17 | 2012BG17 | 2012-17 | 17 | TPP "Gabrovo" | Gabrovo | [19 empty] | 1.(c) | TOPLOFIKATSIA-GABROVO | TOPLOFIKATsIA-GABROVO | 65883 | Industrialna | 6 | Gabrovo | 5300 | 0 | 0 | 0 | 0 | m
BG | 2012 | BG19 | 2012BG19 | 2012-19 | 19 | TPP "Himernergo" | Vratsa | Art 4(3) - existing plants
BG | 2012 | BG15 | 2012BG15 | 2012-15 | 15 | TPP "Kazanlak" | Kazanluk | [19 empty] | 5.(d) | OBSHTINA KAZANLAK | depo za tvardi bitovi otpadatsi | 65907 | bul."Rozova dolina" | №8 | Kazanlak | 6100 | 0 | 0 | 0 | 0 | m
BG | 2012 | BG10 | 2012BG10 | 2012-10 | 10 | TPP "Kremikovtsi" | District "Botunets", Sofia | Art 4(3) - existing plants | Iron/steel
BG | 2012 | BG35 | 2012BG35 | 2012-35 | 35 | TPP "Lukoil" | Industriallna zona, 8000 Bourgas | Art 4(3) - existing plants | Refineries | 480 | No | 0 | 0 | 0 | 3743 | 740 | 65.32 | 623.78 | 6.75 | [7 empty] | 1.(c) | LUKOIL ENERGY AND GAS BULGARIA | "Lukoyl Energia i Gaz Balgaria"EOOD | 157617 | industrialna zona "LNHB" |  | Burgas | 8000 | 617 | 0 | 0 | 258 | p
BG | 2012 | BG5 | 2012BG5 | 2012-5 | 5 | TPP "Maritsa 3" | Industrialna zona, 6400 Dimitrovgrad | Art 4(3) - existing plants | CHP | 300 | No | 0 | 1762 | 0 | 25 |  | 6832 | 186 | 114 | [7 empty] | 1.(c) | TETS MARITSA 3 | TETs "Maritsa" AD Dimitrovgrad | 15874 | Promishlena zona |  | Dimitrovgrad | 6400 | 311 | 5590 | 0 | 139 | p
BG | 2012 | BG39 | 2012BG39 | 2012-39 | 39 | TPP "Maritsa 3" | Industrialna zona, 6400 Dimitrovgrad | Art 4(2) - new plants | CHP | 370 | No | 0 | 1713 |  | 19 |  | 141 | 67 | 3 | [7 empty] | 1.(c) | TETS MARITSA 3 | TETs "Maritsa" AD Dimitrovgrad | 15874 | Promishlena zona |  | Dimitrovgrad | 6400 | 311 | 5590 | 0 | 139 | p
BG | 2012 | BG1 | 2012BG1 | 2012-1 | 1 | TPP "Maritsa Iztok 2" | 6265 Kovachevo, municipality Radnevo, region Stara Zagora | Art 4(3) - existing plants | ESI | 4312 | No | 0 | 103849 | 284 | 0 | 0 | 127991 | 14472 | 772 | [7 empty] | 1.(c) | TETS MARITSA IZTOK 2 | "TETs Maritsa iztok 2" EAD | 15875 | s. Kovachevo |  | Kovachevo | 6265 | 13600 | 153000 | 0 | 11100 | p
BG | 2012 | BG2 | 2012BG2 | 2012-2 | 2 | TPP "Maritsa Iztok 3" | 6294 Mednikarovo, municipality Gulubovo, region Stara Zagora | Art 4(3) - existing plants | ESI | 2420 | No | 0 | 39577 | 224 | 0 | 0 | 15525 | 4513 | 69 | [7 empty] | 1.(c) | TETS MARITSA IZTOK 2 | "TETs Maritsa iztok 2" EAD | 15875 | s. Kovachevo |  | Kovachevo | 6265 | 13600 | 153000 | 0 | 11100 | p
BG | 2012 | BG36 | 2012BG36 | 2012-36 | 36 | TPP "Nova Plama" | Pleven |  | Refineries | [17 empty] | 1.(c) | TOPLOFIKATSIA - PLEVEN | "TOPLOFIKATsIA - PLEVEN" EAD | 15878 | Iztochna Industrialna Zona | № 128 | Pleven | 5800 | 159 | 0 | 0 | 0 | l
BG | 2012 | BG32 | 2012BG32 | 2012-32 | 32 | TPP "Pirinhart" | Razlog
BG | 2012 | BG28 | 2012BG28 | 2012-28 | 28 | TPP "Pleven" | 2 "Ivan Mindilikov" Str., Pleven | Art 4(3) - existing plants | CHP | 474 | Yes | 0 | 0 | 23 | 3371 | 0 | 0 | 155.54 | 0
BG | 2012 | BG26 | 2012BG26 | 2012-26 | 26 | TPP "Plovdiv Ug" | p.box 61, "Kuklensko shose" Str., 4004 Plovdiv | Art 4(3) - existing plants | District heating | 99 | No | 0 | 0 | 3 | 52 | 0 | 0.45 | 2.24 | 0
BG | 2012 | BG6 | 2012BG6 | 2012-6 | 6 | TPP "Republika" | District "Moshino", 2303 Pernik | Art 4(3) - existing plants | CHP | 148 | No | 0 | 4954 | 0 | 139 | 0 | 2052 | 438 | 241 | [7 empty] | 1.(c) | TOPLOFIKATSIA-PERNIK | TETs "Republika" | 15884 | kvartal Moshino | ТЕЦ "Реп | Pernik | 2303 | 1280 | 4820 | 126 | 531 | p
BG | 2012 | BG12 | 2012BG12 | 2012-12 | 12 | TPP "Rousse Iztok" | "TEC Iztok" st, 7009 Rousse | Art 4(3) - existing plants | CHP | 744 | No | 0 | 5371 | 17 | 22 | 0 | 636.5 | 2209.37 | 73.28 | [7 empty] | 1.(c) | TOPLOFIKATSIA RUSE | "Toplofikatsia- Ruse" AD, TETs "Ruse-Iztok" | 15885 | TETs-Iztok |  | Ruse | 7009 | 1800 | 518 | 60 | 520 | p
BG | 2012 | BG33 | 2012BG33 | 2012-33 | 33 | TPP "Rousse Zapad" | Rousse | [19 empty] | 4.(a).(x) | ORGAHIM | Orgahim - zapadna ploshtadka | 193243 | bul.Treti mart | 21 | Ruse | 7000 | 118 | 0 | 0 | 0 | m
BG | 2012 | BG24 | 2012BG24 | 2012-24 | 24 | TPP "Shumen" | 62A "Suedinenie" Str., Shoumen | Art 4(3) - existing plants | CHP | 91 | No | 0 | 0 | 0 | 0 | 0
BG | 2012 | BG8 | 2012BG8 | 2012-8 | 8 | TPP "Sliven" | 23 "Stefan Karaja" Str., District Kraigradski, 8800 Sliven | Art 4(3) - existing plants | CHP | [17 empty] | 1.(c) | TOPLOFIKATSIA-SLIVEN | Toplofikatsia Sliven | 15887 | Stefan Karadzha | 23 | Sliven | 8800 | 303 | 1320 | 0 | 250 | p
BG | 2012 | BG14 | 2012BG14 | 2012-14 | 14 | TPP "Sofia Iztok" | 23b "Yastrebets" Str., 1680 Sofia | Art 4(3) - existing plants | CHP | 2012 | No | 0 | 0 | 0 | 11110 | 0 |  | 632.09 | [8 empty] | 1.(c) | TOPLOFIKATSIA SOFIA | TR "Sofia-Iztok" | 15881 | Dimitar Peshev | 6 | Sofia | 1528 | 634 | 0 | 0 | 614 | m
BG | 2012 | BG16 | 2012BG16 | 2012-16 | 16 | TPP "Sofia" | 23b "Yastrebets" Str., 1680 Sofia | Art 4(3) - existing plants | CHP | 1320 | No | 0 | 0 | 0 | 8442 | 0 |  | 1058.09 | [8 empty] | 1.(c) | TOPLOFIKATSIA SOFIA | TETs "Sofia" | 15882 | "202" | 6 | Serdika | 1220 | 1050 | 0 | 0 | 467 | m
BG | 2012 | BG22 | 2012BG22 | 2012-22 | 22 | TPP "St.K Stamboliiski" | 1 Zavodska Str., 4210 Stamboliiski | Art 4(3) - existing plants | CHP | 156 | No | 3142 | 0 | 62 | 131 | 0 | 268 | 335 | 14 | [7 empty] | 6.(b) | MONDI STAMBOLIYSKI | MONDI STAMBOLIYSKI EAD | 65916 | Zavodska | 1 | Stamboliyski | 4210 | 190 | 0 | 0 | 365 | m
BG | 2012 | BG9 | 2012BG9 | 2012-9 | 9 | TPP "Sviloza" | Zapadna industrialna zona, 5253 Svistov, region Veliko Turnovo | Art 4(3) - existing plants | CHP | 330 | No | 0 | 3677 | 31 | 0 | 0 | 2549.44 | 880.3 | 751.44 | [7 empty] | 6.(a) | SVILOZA | Instalatsia za proizvodstvo na sulfatno izbelena tseluloza ot shirokolistna darvesina (Zavod za tseluloza), Instalatsia za proizvodstvo na karboksimetil tseluloza i Depo za proizvodstveni otpadatsi-Sviloza AD | 15858 | Zapadna industrialna zona | Свилоза | Svishtov | 5253 | 0 | 0 | 0 | 364 | p
BG | 2012 | BG7 | 2012BG7 | 2012-7 | 7 | TPP "Varna" | 9129 Ezerovo, municipality Beloslav, region Varna | Art 4(3) - existing plants | ESI | 3582 | No | 0 | 16242 | 37 | 86 | 0 | 17265.81 | 7873.43 | 776.61 | [7 empty] | 1.(c) | TETS VARNA | TETs Varna | 15873 | s. Ezerovo |  | Ezerovo | 9168 | 7870 | 17300 | 0 | 1580 | m
BG | 2012 | BG13 | 2012BG13 | 2012-13 | 13 | TPP "Vidahim" | "Ujna promishlena zona" Str., 3700 Vidin | Art 4(3) - existing plants | CHP | 157 | No | 0 | 3813 | 10 | 0 | 0 | 1541 | 783 | 116 | [7 empty] | 1.(c) | VIDAHIM | TETs kam | 15802 | Yuzhna promishlena zona |  | Vidin | 3700 | 775 | 1510 | 0 | 0 | p
BG | 2012 | BG30 | 2012BG30 | 2012-30 | 30 | TPP "Zaharni Zavodi" | 29 "Sveti Kniaz Boris I" Str., 5100 Gorna Oryahovitsa | Art 4(3) - existing plants | CHP | 147 | No | 0 | 576 | 3 | 8 | 0 | 227 | 218.42 | 17.01 | [7 empty] | 1.(c) | ZAHARNI ZAVODI | Toploelektricheska tsentrala kam "Zaharni zavodi" AD | 15822 | Sv. Knyaz Boris І | 29 | Gorna Oryahovitsa | 5100 | 155 | 232 | 0 | 0 | p
BG | 2012 | BG37 | 2012BG37 | 2012-37 | 37 | TPP AЕS "Gulubovo" | 6280Gulubovo, region Stara Zagora | Art 4(2) - new plants | ESI | 1911 | No | 0 | 38591 | 142 | 0 | 0 | 3487 | 2571 | 150
[39 empty] | 39 | total
[39 empty] | 12 | p
[39 empty] | 5 | n
[39 empty] | 9 | m
[39 empty] | 1 | l
Note on U2: Ioanna Kourti: Comments prefixed with "AMEC" are comments by AMEC.
Note on Z2: Ioanna Kourti: Notes in this column which state a pollutant indicate that the ELVs for that pollutants do not apply until the specified date.

## CY
[28 empty] | E-PRTR | [10 empty] | method (p=postal code, n=plants'/facilities' names and addresses, m=manually, l=same linkage as for 2008 data)
MS | Year | Master LCP ID | Unique ID | ID per MS | Plant Number | Plant name | Plant location | Status of the plant | Sector | MWth | Gas turbine | Biomass (TJ) | Other solid fuels (TJ) | Liquid fuels (TJ) | Natural gas (TJ) | Other gases (TJ) | SO2 (t) | NOx (t) | Dust (t) | Further explanations or comments by MS | NERP | TNP | IED Article 33 potential opt-outs | Small isolated systems | Accession Treaty | Currently closed? - Year of closure if known | ActivityCode | ParentCompanyName | FacilityName | FacilityID | StreetName | BuildingNumber | City | PostalCode | NOX(t) | SOX(t) | PM10(t) | CO2(kt)
CY | 2012 | CY1 | 2012CY1 | 2012-1 | 1 | Moni Power Station - Plant 1 | Moni Industrial Area, Limassol | Art 4(3) - existing plants | ESI | 128 | No |  |  | 0 |  |  | 0 | 0 | 0 | Not in operation | [6 empty] | 1.(c) | Electricity Authority of Cyprus | Electricity Authority of Cyprus, Moni Power Station | 5262 | Moni area |  | MONI | 4525 | 1220 | 1700 | 95.2 | 566 | n
CY | 2012 | CY2 | 2012CY2 | 2012-2 | 2 | Moni Power Station - Plant 2 | Moni Industrial Area, Limassol | Art 4(3) - existing plants | ESI | 128 | No |  |  | 496 |  |  | 172.9 | 86 | 12.9 | Falls under the scope of article 4.4 | [6 empty] | 1.(c) | Electricity Authority of Cyprus | Electricity Authority of Cyprus, Moni Power Station | 5262 | Moni area |  | MONI | 4525 | 1220 | 1700 | 95.2 | 566 | n
CY | 2012 | CY3 | 2012CY3 | 2012-3 | 3 | Moni Power Station - Plant 3 | Moni Industrial Area, Limassol | Art 4(3) - existing plants | ESI | 128 | No |  |  | 797 |  |  | 277.7 | 140.2 | 20.4 | Falls under the scope of article 4.4 | [6 empty] | 1.(c) | Electricity Authority of Cyprus | Electricity Authority of Cyprus, Moni Power Station | 5262 | Moni area |  | MONI | 4525 | 1220 | 1700 | 95.2 | 566 | n
CY | 2012 | CY4 | 2012CY4 | 2012-4 | 4 | Moni Power Station - Plant 4 | Moni Industrial Area, Limassol | Art 4(3) - existing plants | ESI | 128 | No |  |  | 1192 |  |  | 415.3 | 210.3 | 31.5 | Falls under the scope of article 4.4 | [6 empty] | 1.(c) | Electricity Authority of Cyprus | Electricity Authority of Cyprus, Moni Power Station | 5262 | Moni area |  | MONI | 4525 | 1220 | 1700 | 95.2 | 566 | n
CY | 2012 | CY5 | 2012CY5 | 2012-5 | 5 | Moni Power Station - Plant 5 | Moni Industrial Area, Limassol | Art 4(3) - existing plants | ESI | 128 | No |  |  | 1047 |  |  | 364.9 | 184.5 | 26.6 | Falls under the scope of article 4.4 | [6 empty] | 1.(c) | Electricity Authority of Cyprus | Electricity Authority of Cyprus, Moni Power Station | 5262 | Moni area |  | MONI | 4525 | 1220 | 1700 | 95.2 | 566 | n
CY | 2012 | CY6 | 2012CY6 | 2012-6 | 6 | Moni Power Station - Plant 6 | Moni Industrial Area, Limassol | Art 4(3) - existing plants | ESI | 128 | No |  |  | 1077 |  |  | 375.4 | 187.2 | 26.3 | Falls under the scope of article 4.4 | [6 empty] | 1.(c) | Electricity Authority of Cyprus | Electricity Authority of Cyprus, Moni Power Station | 5262 | Moni area |  | MONI | 4525 | 1220 | 1700 | 95.2 | 566 | n
CY | 2012 | CY7 | 2012CY7 | 2012-7 | 7 | Dhekelia Power Station - Plant 1 | Dhekelia Area, Larnaka | Art 4(3) - existing plants | ESI | 206 | No |  |  | 4376 |  |  | 1761.4 | 500.6 | 42.8 | [7 empty] | 1.(c) | Electricity Authority of Cyprus | Electricity Authority of Cyprus, Dhekelia Power Station | 7447 | Dhekelia area |  | ORMIDEIA | 7502 | 9330 | 12900 | 330 | 2560 | m
CY | 2012 | CY8 | 2012CY8 | 2012-8 | 8 | Dhekelia Power Station - Plant 2 | Dhekelia Area, Larnaka | Art 4(3) - existing plants | ESI | 206 | No |  |  | 4021 |  |  | 1618.4 | 484.6 | 37.1 | [7 empty] | 1.(c) | Electricity Authority of Cyprus | Electricity Authority of Cyprus, Dhekelia Power Station | 7447 | Dhekelia area |  | ORMIDEIA | 7502 | 9330 | 12900 | 330 | 2560 | m
CY | 2012 | CY9 | 2012CY9 | 2012-9 | 9 | Dhekelia Power Station - Plant 3 | Dhekelia Area, Larnaka | Art 4(3) - existing plants | ESI | 206 | No |  |  | 4374 |  |  | 1760.6 | 493.1 | 51 | [7 empty] | 1.(c) | Electricity Authority of Cyprus | Electricity Authority of Cyprus, Dhekelia Power Station | 7447 | Dhekelia area |  | ORMIDEIA | 7502 | 9330 | 12900 | 330 | 2560 | m
CY | 2012 | CY10 | 2012CY10 | 2012-10 | 10 | Dhekelia Power Station - Plant 4 | Dhekelia Area, Larnaka | Art 4(3) - existing plants | ESI | 206 | No |  |  | 4231 |  |  | 1703.1 | 457.1 | 53.7 | [7 empty] | 1.(c) | Electricity Authority of Cyprus | Electricity Authority of Cyprus, Dhekelia Power Station | 7447 | Dhekelia area |  | ORMIDEIA | 7502 | 9330 | 12900 | 330 | 2560 | m
CY | 2012 | CY11 | 2012CY11 | 2012-11 | 11 | Dhekelia Power Station - Plant 5 | Dhekelia Area, Larnaka | Art 4(1) - old-new plants | ESI | 206 | No |  |  | 4551 |  |  | 1832 | 548.3 | 41.6 | [7 empty] | 1.(c) | Electricity Authority of Cyprus | Electricity Authority of Cyprus, Dhekelia Power Station | 7447 | Dhekelia area |  | ORMIDEIA | 7502 | 9330 | 12900 | 330 | 2560 | m
CY | 2012 | CY12 | 2012CY12 | 2012-12 | 12 | Dhekelia Power Station - Plant 6 | Dhekelia Area, Larnaka | Art 4(1) - old-new plants | ESI | 206 | No |  |  | 4221 |  |  | 1699.2 | 488.7 | 37.9 | [7 empty] | 1.(c) | Electricity Authority of Cyprus | Electricity Authority of Cyprus, Dhekelia Power Station | 7447 | Dhekelia area |  | ORMIDEIA | 7502 | 9330 | 12900 | 330 | 2560 | m
CY | 2012 | CY13 | 2012CY13 | 2012-13 | 13 | Vasilikos Power Station - Plant 1 | Vasilikos Industrial Area, Larnaka | Art 4(1) - old-new plants | ESI | 355 | No |  |  | 0 |  |  | 0 | 0 | 0 | The operation of all Power Plants of Vasilikos Power Station was disrupted due to extensive damage caused by an explosion that occurred near the Station in July 2011. | [6 empty] | 1.(c) | Electricity Authority of Cyprus | Electricity Authority of Cyprus, Vassilikos Power Station | 8584 | Vassilikos area |  | ZYGI | 7738 | 392 | 194 | 0 | 420 | m
CY | 2012 | CY14 | 2012CY14 | 2012-14 | 14 | Vasilikos Power Station - Plant 2 | Vasilikos Industrial Area, Larnaka | Art 4(1) - old-new plants | ESI | 355 | No |  |  | 0 |  |  | 0 | 0 | 0 | The operation of all Power Plants of Vasilikos Power Station was disrupted due to extensive damage caused by an explosion that occurred near the Station in July 2011. | [6 empty] | 1.(c) | Electricity Authority of Cyprus | Electricity Authority of Cyprus, Vassilikos Power Station | 8584 | Vassilikos area |  | ZYGI | 7738 | 392 | 194 | 0 | 420 | m
CY | 2012 | CY15 | 2012CY15 | 2012-15 | 15 | Vasilikos Power Station - Plant 3 | Vasilikos Industrial Area, Larnaka | Art 4(2) - new-new plants | ESI | 355 | No |  |  | 0 |  |  | 0 | 0 | 0 | The operation of all Power Plants of Vasilikos Power Station was disrupted due to extensive damage caused by an explosion that occurred near the Station in July 2011. | [6 empty] | 1.(c) | Electricity Authority of Cyprus | Electricity Authority of Cyprus, Vassilikos Power Station | 8584 | Vassilikos area |  | ZYGI | 7738 | 392 | 194 | 0 | 420 | m
CY | 2012 | CY16 | 2012CY16 | 2012-16 | 16 | Vasilikos Power Station - Plant 4 | Vasilikos Industrial Area, Larnaka | Art 4(2) - new-new plants | ESI | 460 | Yes |  |  | 72.4 |  |  | 2.5 | 0.85 | 0.4 | The operation of all Power Plants of Vasilikos Power Station was disrupted due to extensive damage caused by an explosion that occurred near the Station in July 2011. The damages of the specific Combined Cycle Gas Turbine (CCGT) have been repaired and as from December 2012 Plant No. 4 is in operation. | [6 empty] | 1.(c) | Electricity Authority of Cyprus | Electricity Authority of Cyprus, Vassilikos Power Station | 8584 | Vassilikos area |  | ZYGI | 7738 | 392 | 194 | 0 | 420 | m
CY | 2012 | CY17 | 2012CY17 | 2012-17 | 17 | Vasilikos Power Station - Plant 5 | Vasilikos Industrial Area, Larnaka | Art 4(2) - new-new plants | ESI | 460 | Yes |  |  | 3328 |  |  | 114 | 19.3 | 14.8 | The operation of all Power Plants of Vasilikos Power Station was disrupted due to extensive damage caused by an explosion that occurred near the Station in July 2011. The damages of the specific Combined Cycle Gas Turbine (CCGT) have been repaired and as from September 2012 Plant No. 5 is in operation. | [6 empty] | 1.(c) | Electricity Authority of Cyprus | Electricity Authority of Cyprus, Vassilikos Power Station | 8584 | Vassilikos area |  | ZYGI | 7738 | 392 | 194 | 0 | 420 | m
[39 empty] | 17 | total
[39 empty] | 0 | p
[39 empty] | 6 | n
[39 empty] | 11 | m
[39 empty] | 0 | l
Note on U3: Ioanna Kourti: Comments prefixed with "AMEC" are comments by AMEC.
Note on Z3: Ioanna Kourti: Notes in this column which state a pollutant indicate that the ELVs for that pollutants do not apply until the specified date.

## CZ
[28 empty] | E-PRTR | [10 empty] | method (p=postal code, n=plants'/facilities' names and addresses, m=manually, l=same linkage as for 2008 data)
MS | Year | Master LCP ID | Unique ID | ID per MS | Plant Number | Plant name | Plant location | Status of the plant | Sector | MWth | Gas turbine | Biomass (TJ) | Other solid fuels (TJ) | Liquid fuels (TJ) | Natural gas (TJ) | Other gases (TJ) | SO2 (t) | NOx (t) | Dust (t) | Further explanations or comments by MS | NERP | TNP | IED Article 33 potential opt-outs | Small isolated systems | Accession Treaty | Currently closed? - Year of closure if known | ActivityCode | ParentCompanyName | FacilityName | FacilityID | StreetName | BuildingNumber | City | PostalCode | NOX(t) | SOX(t) | PM10(t) | CO2(kt)
CZ | 2012 | CZ10 | 2012CZ10 | 2012-10 | 10 | CEZ, a.s. - Elektrarna Ledvice - source A | Bilina | Art 4(3) - existing plants | CHP | 596 | No | 0 | 14570.7918 | 0 | 7.3714 | 0 | 7445.232 | 2501.224 | 85.729 | [7 empty] | 1.(c) | ČEZ, a. s. | Elektrárna Ledvice | 12869 | Osada | 141 | Bílina | 41801 | 3240 | 8500 | 117 | 2040 | n
CZ | 2012 | CZ11 | 2012CZ11 | 2012-11 | 11 | CEZ, a.s. - Elektrarna Ledvice - source B | Bilina | Art 4(1) - old-new plants | CHP | 298 | No | 0 | 6773.2609 | 0 | 26.7396 | 0 | 1056.792 | 742.116 | 38.571 | [7 empty] | 1.(c) | ČEZ, a. s. | Elektrárna Ledvice | 12869 | Osada | 141 | Bílina | 41801 | 3240 | 8500 | 117 | 2040 | n
CZ | 2012 | CZ23 | 2012CZ23 | 2012-23 | 23 | CEZ, a.s. - Teplarny Hodonin, Porici, Tisova – lokalita Tisova - source A | Brezova u Sokolova | Art 4(3) - existing plants | CHP | 291.9 | No | 0 | 6742.3388 | 0 | 16.8153 | 0 | 2383.202 | 697.204 | 14.335 | Change of name in 2012, previously CEZ, a.s. - Teplarny Hodonin, Porici, Tisova – lokalita Tisova - source A. | [6 empty] | 1.(c) | ČEZ, a. s. | Teplárny Hodonín, Poříčí, Tisová - lokalita Tisová | 12846 | N/A |  | Březová | 35669 | 1440 | 3660 | 73.2 | 1490 | n
CZ | 2012 | CZ24 | 2012CZ24 | 2012-24 | 24 | CEZ, a.s. - Teplarny Hodonin, Porici, Tisova – lokalita Tisova - source B | Brezova u Sokolova | Art 4(1) - old-new plants | CHP | 572.1 | No | 122.1838 | 9124.5156 | 0 | 64.6581 | 0 | 1274.332 | 743.686 | 60.354 | Change of name in 2012, previously CEZ, a.s. - Teplarny Hodonin, Porici, Tisova – lokalita Tisova - source B. | [6 empty] | 1.(c) | ČEZ, a. s. | Teplárny Hodonín, Poříčí, Tisová - lokalita Tisová | 12846 | N/A |  | Březová | 35669 | 1440 | 3660 | 73.2 | 1490 | n
CZ | 2012 | CZ98 | 2012CZ98 | 2012-98 | 98 | Teplarny Brno a.s. - Provoz Cerveny Mlyn | Brno-Kralovo Pole | Art 4(1) - old-new plants | CHP | 255.26 | Yes | 0 | 0 | 0 | 1899.4205 | 0 | 0.112 | 61.306 | 1.116 | [7 empty] | 1.(c) | Teplárny Brno, a.s. | Teplárny Brno a.s., Provoz Červený Mlýn | 10208 | Cimburkova | 2 | Brno-Královo Pole | 61200 | 0 | 0 | 0 | 107 | n
CZ | 2012 | CZ97 | 2012CZ97 | 2012-97 | 97 | Teplarny Brno a.s. - Provoz Brno-sever | Brno-Malomerice | Art 4(3) - existing plants | CHP | 246 | No | 0 | 0 | 0 | 314.9432 | 0.032444 | 0.018 | 12.909 | 0.185 | [7 empty] | 1.(c) | Teplárny Brno, a.s. | Teplárny Brno a.s., Provoz Brno - sever | 10206 | Obřanská | 940/60 | Brno-Maloměřice a Obřany | 61400 | 0 | 0 | 0 | 0 | n
CZ | 2012 | CZ99 | 2012CZ99 | 2012-99 | 99 | Teplarny Brno a.s. - Provoz Spitalka - source A | Brno-mesto | Art 4(3) - existing plants | CHP | 231.6 | No | 0 | 0 | 0 | 188.5149 | 0 | 0.011 | 10.252 | 0.111 | [7 empty] | 1.(c) | Teplárny Brno, a.s. | Teplárny Brno a.s., Provoz Špitálka | 10207 | Špitálka | 253/6 | Brno-střed | 60200 | 118 | 0 | 0 | 130 | m
CZ | 2012 | CZ100 | 2012CZ100 | 2012-100 | 100 | Teplarny Brno a.s. - Provoz Spitalka - source B | Brno-mesto | Art 4(1) - old-new plants | CHP | 210.64 | No | 0 | 0 | 0 | 2115.0053 | 0 | 0.124 | 108.207 | 1.242 | [7 empty] | 1.(c) | Teplárny Brno, a.s. | Teplárny Brno a.s., Provoz Špitálka | 10207 | Špitálka | 253/6 | Brno-střed | 60200 | 118 | 0 | 0 | 130 | m
CZ | 2012 | CZ9 | 2012CZ9 | 2012-9 | 9 | CESKOLIPSKA TEPLARENSKA a.s. - Kotelna LOOS | Ceska Lipa | Art 4(1) - old-new plants | District heating | 61.95 | No | 0 | 0 | 0 | 283.4248 | 0 | 0.08 | 13.164 | 0.166
CZ | 2012 | CZ87 | 2012CZ87 | 2012-87 | 87 | Teplarna Ceske Budejovice, a.s. - Novohradska ulice | Ceske Budejovice | Art 4(3) - existing plants | CHP | 463.6 | No | 0 | 4312.8777 | 0 | 68.9712 | 0 | 2073.546 | 729.196 | 49.658 | [7 empty] | 1.(c) | Teplárna České Budějovice, a.s. | Teplárna České Budějovice-Novohradská ulice | 8530 | Novohradská | 32 | České Budějovice | 37001 | 729 | 2070 | 0 | 415 | n
CZ | 2012 | CZ88 | 2012CZ88 | 2012-88 | 88 | Teplarna Ceske Budejovice, a.s. - Vytopna Vrato | Ceske Budejovice | Art 4(3) - existing plants | District heating | 49.9 | No | 0 | 137.2414 | 0 | 4.4388 | 0 | 88.878 | 35.514 | 1.438 | Reduction of rated thermal input under 50 MW given by change of integrated permit dated 7.12.2012 . The plant will be excluded from LCP database concerning reporting year 2013. | [6 empty] | 1.(c) | Teplárna České Budějovice, a.s. | Teplárna České Budějovice-Novohradská ulice | 8530 | Novohradská | 32 | České Budějovice | 37001 | 729 | 2070 | 0 | 415 | n
CZ | 2012 | CZ101 | 2012CZ101 | 2012-101 | 101 | Tereos TDD, a.s. - Cukrovar Ceske Mezirici | Ceske Mezirici | Art 4(3) - existing plants | Other (non refineries) | 77 | No | 0 | 712.8758 | 0 | 0 | 0 | 492.762 | 123.776 | 5.291 | [7 empty] | 8.(b).(ii) | Tereos TTD, a.s. | Cukrovar České Meziříčí | 9598 | Osvobození |  | České Meziříčí | 51771 | 126 | 498 | 0 | 0 | n
CZ | 2012 | CZ1 | 2012CZ1 | 2012-1 | 1 | ACTHERM, spol. s r.o. - o.z. Chomutov, teplarna | Chomutov | Art 4(3) - existing plants | CHP | 206.2 | No | 0 | 1667.1411 | 0 | 0 | 0 | 927.736 | 295.731 | 4.294 | The boiler K4 with rated thermal input 65,8 MW was not in operation. | [6 empty] | 1.(c) | ACTHERM,spol. s r.o. | ACTHERM, spol. s r.o., odštěpný závod Chomutov | 12834 | Tovární | 5533 | Chomutov | 43001 | 296 | 928 | 0 | 168 | n
CZ | 2012 | CZ43 | 2012CZ43 | 2012-43 | 43 | Elektrarna Chvaletice a.s. | Chvaletice | Art 4(3) - existing plants | CHP | 2298.8 | No | 0 | 36081.1803 | 108.1995 | 0 | 0 | 3257.44 | 4062.035 | 268.693 | [7 empty] | 1.(c) | Elektrárna Chvaletice a.s. | Elektrárna Chvaletice | 10300 | K Elektrárně | 227 | Chvaletice | 53312 | 4060 | 3260 | 253 | 3380 | n
CZ | 2012 | CZ42 | 2012CZ42 | 2012-42 | 42 | Elektrarna Detmarovice, a.s. | Detmarovice | Art 4(3) - existing plants | CHP | 2180 | No | 1.0643 | 19050.6183 | 0 | 65.9363 | 0 | 1010.01 | 2494.173 | 63.234 | Change of operator since 2012, previously CEZ, a.s. | [6 empty] | 1.(c) | ČEZ, a. s. | Elektrárna Dětmarovice | 10343 | N/A | 1202 | Dětmarovice | 73571 | 2490 | 1010 | 55.7 | 1740 | n
CZ | 2012 | CZ102 | 2012CZ102 | 2012-102 | 102 | Tereos TTD, a.s. - Cukrovar Dobrovice | Dobrovice | Art 4(3) - existing plants | Other (non refineries) | 120.02 | No | 0 | 0 | 1365.4854 | 25.5635 | 0 | 4.474 | 51.815 | 0.819 | [7 empty] | 8.(b).(ii) | Tereos TTD, a.s. | Cukrovar Dobrovice | 66389 | Palackého náměstí | 1 | Dobrovice | 29441 | 0 | 0 | 0 | 0 | n
CZ | 2012 | CZ20 | 2012CZ20 | 2012-20 | 20 | CEZ, a.s. - Teplarny Hodonin, Porici, Tisova – lokalita Porici - provoz Dvur Kralove | Dvur Kralove nad Labem | Art 4(3) - existing plants | CHP | 127.45 | No | 167.7024 | 438.0326 | 0 | 0.00041196 | 0 | 286.174 | 91.606 | 8.102 | Change of name in 2012, previously CEZ, a.s. - Teplarny Hodonin, Porici, Tisova – lokalita Porici - provoz Dvur Kralove. The boiler K3 with thermal input 68 MW was not in operation. | [6 empty] | 1.(c) | ČEZ, a. s. | Teplárny Hodonín, Poříčí, Tisová - lokalita Poříčí, provoz Dvůr Králové | 10605 | 28. října | 1965 | Dvůr Králové nad Labem | 54401 | 0 | 288 | 0 | 0 | n
CZ | 2012 | CZ6 | 2012CZ6 | 2012-6 | 6 | ArcelorMittal Frydek-Mistek a.s. - Teplarna | Frýdek-Místek | Art 4(3) - existing plants | Iron/steel | 78 | No | 0 | 460.6172 | 0 | 0.010934 | 0 | 262.549 | 55.166 | 1.73 | [7 empty] | 2.(f) | ArcelorMittal Frýdek-Místek a.s. | Technologie | 10345 | Křižíkova | 1377 | Frýdek-Místek | 73801 | 0 | 263 | 0 | 0 | n
CZ | 2012 | CZ19 | 2012CZ19 | 2012-19 | 19 | CEZ, a.s. - Teplarny Hodonin, Porici, Tisova – lokalita Hodonin | Hodonin | Art 4(1) - old-new plants | CHP | 288 | No | 2780.6295 | 2578.9383 | 29.221 | 0 | 0 | 1065.315 | 300.308 | 35.633 | Change of name in 2012, previously CEZ, a.s. - Teplarny Hodonin, Porici, Tisova a Vitkovice - lokalita Hodonin. | [6 empty] | 1.(c) | ČEZ, a. s. | Teplárny Hodonín, Poříčí, Tisová - lokalita Hodonín | 12833 | U Elektrárny | 3030/1 | Hodonín | 69501 | 300 | 1070 | 0 | 541 | n
CZ | 2012 | CZ12 | 2012CZ12 | 2012-12 | 12 | CEZ, a.s. - Elektrarna Melnik II | Horni Pocaply | Art 4(3) - existing plants | CHP | 614 | No | 0 | 13787.554 | 26.0106 | 0 | 0 | 1617.031 | 1934.919 | 137.298 | [7 empty] | 1.(c) | ČEZ, a. s. | Elektrárna Mělník | 11261 | N/A | 255 | Horní Počaply | 27703 | 4720 | 3910 | 336 | 3500 | n
CZ | 2012 | CZ13 | 2012CZ13 | 2012-13 | 13 | CEZ, a.s. - Elektrarna Melnik III | Horni Pocaply | Art 4(3) - existing plants | CHP | 1357 | No | 0 | 22318.9232 | 93.4324 | 0 | 0 | 2288.479 | 2784.362 | 219.896 | [7 empty] | 1.(c) | ČEZ, a. s. | Elektrárna Mělník | 11261 | N/A | 255 | Horní Počaply | 27703 | 4720 | 3910 | 336 | 3500 | n
CZ | 2012 | CZ50 | 2012CZ50 | 2012-50 | 50 | Energotrans, a.s. - Elektrarna Melnik I | Horni Pocaply | Art 4(1) - old-new plants | CHP | 1269.6 | No | 0 | 19933.4829 | 13.2422 | 0 | 0 | 2304.427 | 2205.324 | 124.907 | [7 empty] | 1.(c) | Energotrans, a.s. | Elektrárna Mělník I - EMĚ I | 8129 | N/A |  | Horní Počaply | 27703 | 2210 | 2300 | 117 | 1900 | n
CZ | 2012 | CZ57 | 2012CZ57 | 2012-57 | 57 | KRPA PAPER a.s. | Hostinne | Art 4(1) - old-new plants | Other (non refineries) | 27.2 | No | 0 | 0 | 0 | 634.9071 | 0 | 7.086 | 26.291 | 0.373 | Reduction of rated thermal input under 50 MW given by change of integrated permit dated 13.7.2012. The plant will be excluded from LCP database concerning reporting year 2013. | [6 empty] | 6.(b) | KRPA PAPER, a.s. | KRPA PAPER, a.s. | 16411 | Nádražní | 266 | Hostinné | 54371 | 0 | 0 | 0 | 0 | n
CZ | 2012 | CZ46 | 2012CZ46 | 2012-46 | 46 | Elektrarny Opatovice, a.s. - ZVU | Hradec Kralove | Art 4(1) - old-new plants | District heating | 98.9 | No | 0 | 0 | 0.1043 | 0.042583 | 0 | 0.001 | 0.01 | 0.001 | The boiler K16 with rated thermal input 49,45 MW was out of operation.
CZ | 2012 | CZ62 | 2012CZ62 | 2012-62 | 62 | Moravskoslezske cukrovary, a.s. - Zavod Hrusovany nad Jevisovkou | Hrusovany nad Jevisovkou | Art 4(3) - existing plants | Other (non refineries) | 99.5 | No | 0 | 0 | 79.79 | 441.5625 | 0 | 36.142 | 21.874 | 1.066 | [7 empty] | 1.(c) | Moravskoslezské cukrovary, a.s. | Moravskoslezské cukrovary, a.s. závod Hrušovany | 6654 | Cukrovarská | 657 | Hrušovany nad Jevišovkou | 67167 | 0 | 0 | 0 | 0 | n
CZ | 2012 | CZ52 | 2012CZ52 | 2012-52 | 52 | Jablonecka teplarenska a realitni, a.s. - Vytopna Brandl | Jablonec nad Nisou | Art 4(3) - existing plants | District heating | 72 | No | 0 | 0 | 0 | 409.6127 | 0 | 0.024 | 9.379 | 0.24 | [7 empty] | 1.(c) | Jablonecká teplárenská a realitní, a.s. | Výtopna BRANDL | 9884 | Liberecká | 120 | Jablonec nad Nisou | 46601 | 0 | 0 | 0 | 0 | n
CZ | 2012 | CZ53 | 2012CZ53 | 2012-53 | 53 | Jablonecka teplarenska a realitni, a.s. - Vytopna Rynovice | Jablonec nad Nisou | Art 4(3) - existing plants | District heating | 87 | No | 0 | 0 | 0 | 260.2631 | 0 | 0.015 | 5.759 | 0.153 | The boilers K2 and K3 were not in operation, the rated thermal input of each is 17,3 MW. | [6 empty] | 1.(c) | Jablonecká teplárenská a realitní, a.s. | Výtopna RÝNOVICE | 102109 | Belgická | 400 | Jablonec nad Nisou | 46601 | 0 | 0 | 0 | 0 | n
CZ | 2012 | CZ14 | 2012CZ14 | 2012-14 | 14 | CEZ, a.s. - Elektrarna Prunerov 1 | Kadan | Art 4(3) - existing plants | CHP | 1232.8 | No | 0 | 28033.7141 | 12.4078 | 0 | 0 | 2935.171 | 2646.7 | 193.302 | [7 empty] | 1.(c) | ČEZ, a. s. | Elektrárny Prunéřov | 12825 | N/A | 375 | Kadaň | 43201 | 10900 | 12200 | 625 | 6920 | n
CZ | 2012 | CZ15 | 2012CZ15 | 2012-15 | 15 | CEZ, a.s. - Elektrarna Prunerov 2 | Kadan | Art 4(3) - existing plants | CHP | 2956 | No | 0 | 47228.0603 | 0 | 146.8669 | 0 | 9252.799 | 8209.683 | 471.494 | [7 empty] | 1.(c) | ČEZ, a. s. | Elektrárny Prunéřov | 12825 | N/A | 375 | Kadaň | 43201 | 10900 | 12200 | 625 | 6920 | n
CZ | 2012 | CZ16 | 2012CZ16 | 2012-16 | 16 | CEZ, a.s. - Elektrarny Tusimice | Kadan | Art 4(3) - existing plants | CHP | 2342.1 | No | 0 | 28610.9357 | 0 | 62.1665 | 0 | 1148.939 | 1945.339 | 123.611 | [7 empty] | 1.(c) | ČEZ, a. s. | Elektrárny Tušimice | 8582 | N/A | 9 | Kadaň | 43201 | 1950 | 1150 | 116 | 2800 | n
CZ | 2012 | CZ29 | 2012CZ29 | 2012-29 | 29 | Dalkia Ceska republika, a.s. - Teplarna Ceskoslovenske armady | Karvina-Doly | Art 4(3) - existing plants | CHP | 272.4 | No | 97.1997 | 1996.1074 | 0 | 6.6496 | 19.612 | 662.707 | 335.234 | 6.682 | [7 empty] | 1.(c) | Dalkia Česká republika, a.s. | Teplárna Československé armády | 11403 | ČSA | 4 | Karviná | 73506 | 335 | 663 | 0 | 186 | n
CZ | 2012 | CZ31 | 2012CZ31 | 2012-31 | 31 | Dalkia Ceska republika, a.s. - Teplarna Karvina | Karvina-Doly | Art 4(3) - existing plants | CHP | 291.76 | No | 194.6669 | 3261.697 | 0 | 0 | 175.0653 | 767.038 | 557.267 | 15.128 | [7 empty] | 1.(c) | Dalkia Česká republika, a.s. | Teplárna Karviná | 11402 | Svobody | 5 | Karviná | 73506 | 557 | 767 | 0 | 329 | n
CZ | 2012 | CZ63 | 2012CZ63 | 2012-63 | 63 | OMGD, s.r.o. - Provozovna Kaznejov | Kaznejov | Art 4(3) - existing plants | Other (non refineries) | 76.7 | No | 0 | 0 | 0 | 0 | 0 | 0 | 0 | 0 | None of the boilers were in operation.
CZ | 2012 | CZ2 | 2012CZ2 | 2012-2 | 2 | Alpiq Generation (CZ) s.r.o. - Elektrarna Kladno | Kladno-Dubi | Art 4(3) - existing plants | CHP | 1018 | Yes | 493.1848 | 16062.185 | 46.4995 | 7.7271 | 0 | 2970.97 | 1818.049 | 78.748 | [7 empty] | 1.(c) | Alpiq Generation (CZ) s.r.o. | ELEKTRÁRNA KLADNO | 11284 | Dubská | 257 | Kladno | 27203 | 1820 | 2970 | 74.4 | 1550 | n
CZ | 2012 | CZ39 | 2012CZ39 | 2012-39 | 39 | Dalkia Kolin, a.s. - Elektrarna Kolin | Kolin 5 | Art 4(1) - old-new plants | CHP | 191.07 | No | 100.9661 | 1656.9195 | 0 | 10.4511 | 0 | 1091.724 | 302.321 | 8.852 | [7 empty] | 1.(c) | Dalkia Kolín, a.s. | Elektrárna Kolín | 12838 | Tovární | 21 | Kolín | 28002 | 302 | 1090 | 0 | 161 | n
CZ | 2012 | CZ56 | 2012CZ56 | 2012-56 | 56 | KOMTERM Morava, s.r.o. - Teplarna Koprivnice | Koprivnice | Art 4(3) - existing plants | Other (non refineries) | 299.9 | No | 19.7331 | 853.8328 | 0 | 42.5703 | 0 | 252.984 | 100.413 | 7.425 | Change of operator in 2012, previously KOMTERM, a.s. The name of plant was KOMTERM, a.s. - Zavod Morava. | [6 empty] | 1.(c) | KOMTERM, a.s. | KOMTERM Morava, s. r. o. | 12824 | Areál Tatry | 1446/3 | Kopřivnice | 74221 | 100 | 253 | 0 | 0 | n
CZ | 2012 | CZ86 | 2012CZ86 | 2012-86 | 86 | TAMERO INVEST s.r.o. - Teplarna Kralupy | Kralupy nad Vltavou | Art 4(3) - existing plants | Other (non refineries) | 384 | No | 0 | 0 | 763.8505 | 5162.1426 | 1152.4078 | 244.676 | 383.293 | 21.941 | [7 empty] | 1.(c) | TAMERO INVEST s.r.o. | Teplárna TAMERO INVVEST s.r.o. | 174663 | O. Wichterleho | 810 | Kralupy nad Vltavou | 27801 | 383 | 245 | 0 | 429 | n
CZ | 2012 | CZ32 | 2012CZ32 | 2012-32 | 32 | Dalkia Ceska republika, a.s. - Teplarna Krnov | Krnov | Art 4(3) - existing plants | CHP | 127.6 | No | 695.3579 | 308.9876 | 0.0046716 | 0 | 0 | 204.6 | 108.647 | 1.067 | The boiler K3 with rated thermal input 21,5 MW was out of operation. | [6 empty] | 1.(c) | Dalkia Česká republika, a.s. | Teplárna Krnov | 11401 | Revoluční | 960/51 | Krnov | 79401 | 109 | 205 | 0 | 102 | n
CZ | 2012 | CZ89 | 2012CZ89 | 2012-89 | 89 | Teplarna Liberec, a.s. | Liberec 4 | Art 4(3) - existing plants | District heating | 253.843 | No | 0 | 0 | 119.9694 | 649.3582 | 0 | 19.792 | 23.759 | 1.065 | The boiler K3 with rated thermal input 86,8 MW was not in operation. | [6 empty] | 1.(c) | Teplárna Liberec, a.s. | Teplárna Liberec, a.s. | 10577 | Dr. Milady Horákové | 641/34a | Liberec (nečleněné město) | 46001 | 0 | 0 | 0 | 0 | n
CZ | 2012 | CZ103 | 2012CZ103 | 2012-103 | 103 | UNIPETROL RPA, s.r.o. - Teplarna T 700 | Litvinov | Art 4(3) - existing plants | CHP | 864 | No | 0 | 14855.0879 | 0 | 0 | 473.446 | 2769.552 | 1943.411 | 51.844 | [7 empty] | 4.(a).(i) | UNIPETROL RPA, s.r.o. | UNIPETROL RPA | 6838 | N/A | 1 | Litvínov | 43601 | 4540 | 6230 | 132 | 1940 | n
CZ | 2012 | CZ104 | 2012CZ104 | 2012-104 | 104 | UNIPETROL RPA, s.r.o. - Zavod 01 Petrochemie - etylenova jednotka | Litvinov | Art 4(3) - existing plants | Other (non refineries) | 170 | No | 0 | 0 | 3094.7503 | 747.9487 | 0 | 93.93 | 388.148 | 25.058 | [7 empty] | 4.(a).(i) | UNIPETROL RPA, s.r.o. | UNIPETROL RPA | 6838 | N/A | 1 | Litvínov | 43601 | 4540 | 6230 | 132 | 1940 | n
CZ | 2012 | CZ58 | 2012CZ58 | 2012-58 | 58 | Lovochemie, a.s. | Lovosice | Art 4(3) - existing plants | Other (non refineries) | 93.74 | No | 0 | 2137.7473 | 0 | 3.7401 | 0 | 1291.703 | 443.893 | 18.993 | [7 empty] | 4.(c) | Lovochemie, a.s. | Lovochemie, a.s., Lovosice | 10954 | Terezínská | 57 | Lovosice | 41002 | 582 | 1290 | 0 | 352 | n
CZ | 2012 | CZ40 | 2012CZ40 | 2012-40 | 40 | Dalkia Marianske Lazne, s.r.o. | Marianske Lazne | Art 4(1) - old-new plants | District heating | 66 | No | 0 | 0 | 15.6307 | 369.1528 | 0 | 4.722 | 14.535 | 0.579
CZ | 2012 | CZ80 | 2012CZ80 | 2012-80 | 80 | SKO-ENERGO s.r.o. - Teplarna | Mlada Boleslav | Art 4(1) - old-new plants | CHP | 443 | No | 543.9629 | 4905.468 | 35.9017 | 267.7058 | 0 | 769.217 | 526.762 | 35.695 | [7 empty] | 1.(c) | ŠKO-ENERGO, s.r.o. | Teplárna ŠKO-ENERGO s.r.o. | 16232 | tř. Václava Klementa | 869 | Mladá Boleslav | 29301 | 527 | 769 | 0 | 544 | n
CZ | 2012 | CZ105 | 2012CZ105 | 2012-105 | 105 | United Energy, a.s. - Teplarna Komorany | Most-Komorany | Art 4(3) - existing plants | CHP | 1202.29 | No | 425.2925 | 11947.733 | 0 | 13.0279 | 0 | 6469.123 | 1208.351 | 183.794 | Increase of rated thermal input by 10 % following the change of integrated permit dated 20.12.2011. Boilers K1and K2 with overall rated thermal input 224 MW were not in operation. | [6 empty] | 1.(c) | United Energy, a.s. | Teplárna Komořany | 11406 | Teplárenská | 2 | Most | 43401 | 1210 | 6470 | 0 | 2050 | n
CZ | 2012 | CZ55 | 2012CZ55 | 2012-55 | 55 | KA Contracting CR, s.r.o. - Teplarna Nachod | Nachod | Art 4(3) - existing plants | District heating | 132 | No | 0 | 1287.0972 | 3.7628 | 24.245 | 0 | 851.767 | 142.675 | 5.704 | [7 empty] | 1.(c) | KA Contracting ČR s.r.o. | Teplárna Náchod | 14159 | Plhovská | 544 | Náchod | 54701 | 143 | 852 | 0 | 124 | n
CZ | 2012 | CZ83 | 2012CZ83 | 2012-83 | 83 | SPOLANA a.s. | Neratovice | Art 4(3) - existing plants | Other (non refineries) | 281 | No | 0 | 2513.8559 | 0 | 52.7775 | 0 | 1250.075 | 313.866 | 19.318 | [7 empty] | 4.(a).(viii) | SPOLANA a.s. | Spolana Neratovice | 10556 | Práce | 657 | Neratovice | 27711 | 766 | 1320 | 0 | 246 | n
CZ | 2012 | CZ28 | 2012CZ28 | 2012-28 | 28 | Dalkia Ceska republika, a.s. - Spickova vytopna Olomouc | Olomouc | Art 4(3) - existing plants | District heating | 220.76 | No | 0 | 0 | 76.2025 | 0 | 0 | 25.879 | 5.547 | 0.934 | Boilers K13 and K14 (both with rated thermal input 54,89 MW) were not in operation. | [6 empty] | 1.(c) | Dalkia Česká republika, a.s. | Teplárna Olomouc | 11399 | Tovární | 906/44 | Olomouc | 77900 | 441 | 670 | 0 | 343 | n
CZ | 2012 | CZ33 | 2012CZ33 | 2012-33 | 33 | Dalkia Ceska republika, a.s. - Teplarna Olomouc - source A | Olomouc | Art 4(3) - existing plants | CHP | 83.84 | No | 20.6561 | 807.7089 | 2.6462 | 0 | 0 | 220.973 | 152.579 | 3.765 | [7 empty] | 1.(c) | Dalkia Česká republika, a.s. | Teplárna Olomouc | 11399 | Tovární | 906/44 | Olomouc | 77900 | 441 | 670 | 0 | 343 | n
CZ | 2012 | CZ34 | 2012CZ34 | 2012-34 | 34 | Dalkia Ceska republika, a.s. - Teplarna Olomouc - source B | Olomouc | Art 4(1) - old-new plants | CHP | 153.96 | No | 242.4964 | 2569.5421 | 4.8949 | 0 | 0 | 449.189 | 288.506 | 17.027 | [7 empty] | 1.(c) | Dalkia Česká republika, a.s. | Teplárna Olomouc | 11399 | Tovární | 906/44 | Olomouc | 77900 | 441 | 670 | 0 | 343 | n
CZ | 2012 | CZ45 | 2012CZ45 | 2012-45 | 45 | Elektrarny Opatovice, a.s. - Elektrarna Opatovice | Opatovice nad Labem, Pardubice 2 | Art 4(3) - existing plants | CHP | 1242 | No | 0 | 25682.8725 | 6.0562 | 0 | 0 | 4692.723 | 2698.461 | 223.64 | [7 empty] | 1.(c) | Elektrárny Opatovice, a.s. | Elektrárna Opatovice | 11043 | N/A |  | Opatovice nad Labem | 53345 | 2700 | 4690 | 210 | 2380 | n
CZ | 2012 | CZ61 | 2012CZ61 | 2012-61 | 61 | Moravskoslezske cukrovary, a.s. - Odstepny zavod Opava | Opava-Vavrovice | Art 4(3) - existing plants | Other (non refineries) | 81.4 | No | 65.3477 | 417.6823 | 0 | 0 | 0 | 135.851 | 74.575 | 2.807
CZ | 2012 | CZ25 | 2012CZ25 | 2012-25 | 25 | Dalkia Ceska republika, a.s. - Elektrarna Trebovice I | Ostrava | Art 4(3) - existing plants | CHP | 335.89 | No | 0 | 2909.3856 | 1.7665 | 0 | 0 | 893.681 | 493.154 | 26.551 | [7 empty] | 1.(c) | Dalkia Česká republika, a.s. | Elektrárna Třebovice | 11398 | Elektrárenská | 5562/17 | null | 72200 | 2980 | 3310 | 72.4 | 1150 | m
CZ | 2012 | CZ26 | 2012CZ26 | 2012-26 | 26 | Dalkia Ceska republika, a.s. - Elektrarna Trebovice II | Ostrava | Art 4(3) - existing plants | CHP | 181.31 | No | 15.5482 | 3203.6465 | 1.0287 | 0 | 0 | 898.495 | 937.157 | 16.98 | Following the change of integrated permit of 17.12.2012 the plant II was split into two: plant II and plant III because its waste gases are discharged through two different stacks. | [6 empty] | 1.(c) | Dalkia Česká republika, a.s. | Elektrárna Třebovice | 11398 | Elektrárenská | 5562/17 | null | 72200 | 2980 | 3310 | 72.4 | 1150 | m
CZ | 2012 | CZ27 | 2012CZ27 | 2012-27 | 27 | Dalkia Ceska republika, a.s. - Elektrarna Trebovice III | Ostrava | Art 4(3) - existing plants | CHP | 362.62 | No | 0 | 6213.2218 | 1.8864 | 0 | 0 | 1518.569 | 1551.381 | 41.662 | Following the change of integrated permit of 17.12.2012 the plant II was split into two: plant II and plant III because its waste gases are discharged through two different stacks. | [6 empty] | 1.(c) | Dalkia Česká republika, a.s. | Elektrárna Třebovice | 11398 | Elektrárenská | 5562/17 | null | 72200 | 2980 | 3310 | 72.4 | 1150 | m
CZ | 2012 | CZ37 | 2012CZ37 | 2012-37 | 37 | Dalkia Ceska republika, a.s. - Teplarna Privoz | Ostrava | Art 4(3) - existing plants | CHP | 228.6 | No | 14.3936 | 958.9885 | 0 | 0.080644 | 1810.8508 | 368.867 | 340.305 | 9.618 | [7 empty] | 1.(c) | Dalkia Česká republika, a.s. | Teplárna Přívoz | 11397 | Křišťanova | 1122 | Moravská Ostrava a Přívoz | 70200 | 340 | 369 | 0 | 178 | m
CZ | 2012 | CZ4 | 2012CZ4 | 2012-4 | 4 | ArcelorMittal Energy Ostrava s.r.o. - Teplarna - source A | Ostrava-Kuncice | Art 4(3) - existing plants | Iron/steel | 968.95 | No | 0 | 11880.4229 | 0 | 0 | 3157.4272 | 2910.847 | 2112.269 | 72.875 | Boilers K1 and K2 with overall rated thermal input 109 MW were not in operation. | [6 empty] | 1.(c) | ArcelorMittal Energy Ostrava s.r.o. | Provoz 46 - Teplárna | 157656 | Vratimovská | 689/117 | Slezská Ostrava | 71900 | 2450 | 3370 | 77.3 | 2310 | n
CZ | 2012 | CZ5 | 2012CZ5 | 2012-5 | 5 | ArcelorMittal Energy Ostrava s.r.o. - Teplarna - source B | Ostrava-Kuncice | Art 4(1) - old-new plants | Iron/steel | 199.34 | No | 0 | 2096.5976 | 0 | 0 | 2459.1985 | 450.768 | 323.397 | 14.78 | [7 empty] | 1.(c) | ArcelorMittal Energy Ostrava s.r.o. | Provoz 46 - Teplárna | 157656 | Vratimovská | 689/117 | Slezská Ostrava | 71900 | 2450 | 3370 | 77.3 | 2310 | n
CZ | 2012 | CZ64 | 2012CZ64 | 2012-64 | 64 | Ostrovska teplarenska, a.s. - Teplarna Ostrov | Ostrov | Art 4(3) - existing plants | District heating | 97.9 | No | 0 | 529.8385 | 0 | 2.6042 | 0 | 392.924 | 103.149 | 7.187 | [7 empty] | 1.(c) | Ostrovská teplárenská, a.s. | Ostrovská teplárenská,a.s., provoz teplárna Ostrov | 16141 | N/A |  | Ostrov | 36338 | 103 | 393 | 0 | 0 | n
CZ | 2012 | CZ90 | 2012CZ90 | 2012-90 | 90 | Teplarna Otrokovice a.s. | Otrokovice | Art 4(3) - existing plants | CHP | 291 | No | 157.5031 | 4244.6813 | 2.5247 | 0 | 0 | 2248.536 | 612.187 | 5.373 | [7 empty] | 1.(c) | Teplárna Otrokovice a.s. | Teplárna Otrokovice | 12855 | Objízdná | 1777 | Otrokovice | 76502 | 612 | 2250 | 0 | 413 | n
CZ | 2012 | CZ65 | 2012CZ65 | 2012-65 | 65 | PARAMO, a.s. - HS Pardubice | Pardubice | Art 4(3) - existing plants | Refineries | 73.35 | No | 0 | 0 | 26.1281 | 1002.7867 | 0 | 1.929 | 46.758 | 2.715 | Change of rated thermal input given by change of integrated permit dated 28.8.2012. | [6 empty] | 1.(a) | PARAMO, a.s. | HS Pardubice | 10344 | Přerovská | 560 | Pardubice VI | 53006 | 0 | 0 | 0 | 0 | n
CZ | 2012 | CZ84 | 2012CZ84 | 2012-84 | 84 | Synthesia, a.s. - Odbor Energetika - Teplarna ZL 1 | Pardubice 7 | Art 4(3) - existing plants | Other (non refineries) | 180 | No | 0 | 1804.8567 | 6.4074 | 0 | 0 | 621.976 | 362.458 | 10.611 | [7 empty] | 4.(a).(x) | Synthesia, a.s. | Synthesia a. s. | 12860 | N/A | 103 | Pardubice VII | 53002 | 889 | 1730 | 0 | 423 | n
CZ | 2012 | CZ85 | 2012CZ85 | 2012-85 | 85 | Synthesia, a.s. - Odbor Energetika - Teplarna ZL 2 | Pardubice 7 | Art 4(3) - existing plants | Other (non refineries) | 198 | No | 0 | 2418.7697 | 5.9642 | 0 | 0 | 999.254 | 415.974 | 11.432 | [7 empty] | 4.(a).(x) | Synthesia, a.s. | Synthesia a. s. | 12860 | N/A | 103 | Pardubice VII | 53002 | 889 | 1730 | 0 | 423 | n
CZ | 2012 | CZ7 | 2012CZ7 | 2012-7 | 7 | Biocel Paskov a.s. | Paskov | Art 4(3) - existing plants | Other (non refineries) | 95 | No | 0 | 795.2748 | 0 | 0 | 0 | 147.236 | 57.615 | 3.456 | [7 empty] | 6.(a) | Biocel Paskov a.s. | Biocel Paskov a.s. | 11343 | Zahradní | 762 | Paskov | 73921 | 764 | 510 | 0 | 0 | n
CZ | 2012 | CZ91 | 2012CZ91 | 2012-91 | 91 | Teplarna Pisek, a.s. | Pisek | Art 4(3) - existing plants | CHP | 60 | No | 50.5898 | 592.4246 | 7.0384 | 0 | 0 | 306.168 | 45.919 | 2.264 | [7 empty] | 1.(c) | Teplárna Písek, a.s. | Teplárna Písek | 11342 | U Smrkovické silnice | 2263 | Písek | 39701 | 0 | 306 | 0 | 0 | n
CZ | 2012 | CZ8 | 2012CZ8 | 2012-8 | 8 | C-Energy Bohemia s.r.o. | Plana nad Luznici | Art 4(3) - existing plants | District heating | 191.7 | No | 0 | 2227.7521 | 5.3163 | 0 | 0 | 1430.358 | 402.383 | 30.203 | [7 empty] | 1.(c) | C-Energy Bohemia s.r.o. | C-Energy Bohemia s.r.o. | 15925 | Průmyslová | 748 | Planá nad Lužnicí | 39111 | 402 | 1430 | 0 | 212 | n
CZ | 2012 | CZ66 | 2012CZ66 | 2012-66 | 66 | Plzenska energetika a.s. - source A | Plzen | Art 4(3) - existing plants | CHP | 409.61 | No | 0 | 4811.0355 | 0 | 11.5632 | 0 | 1582.907 | 561.761 | 13.947 | Boiler K4 with rated thermal input 101,16 MW was out of operation. | [6 empty] | 1.(c) | Plzeňská energetika a.s. | Teplárna ELÚ III | 9646 | Tylova | 57 | Plzeň 1 | 31600 | 562 | 1580 | 0 | 405 | n
CZ | 2012 | CZ67 | 2012CZ67 | 2012-67 | 67 | Plzenska energetika a.s. - source B | Plzen | Art 4(3) - existing plants | CHP | 61.45 | No | 0 | 0 | 0 | 0 | 0 | 0 | 0 | 0 | The separate boiler K5 was out of operation. | [6 empty] | 1.(c) | Plzeňská energetika a.s. | Teplárna ELÚ III | 9646 | Tylova | 57 | Plzeň 1 | 31600 | 562 | 1580 | 0 | 405 | n
CZ | 2012 | CZ68 | 2012CZ68 | 2012-68 | 68 | Plzenska teplarenska, a.s. - Centralni zdroj tepla - source A | Plzen | Art 4(3) - existing plants | CHP | 384 | No | 730.8105 | 5529.3378 | 0 | 10.2687 | 0 | 2800.009 | 928.03 | 64.515 | Following the change of integrated permit of 11.6.2012 the biomass boiler K7 with rated thermal input 38,5 MW was put into operation. | [6 empty] | 1.(c) | Plzeňská teplárenská, a.s. | Centrální zdroj tepla | 14160 | Doubravecká | 2760/1 | Plzeň 4 | 30100 | 1340 | 3270 | 0 | 1060 | n
CZ | 2012 | CZ69 | 2012CZ69 | 2012-69 | 69 | Plzenska teplarenska, a.s. - Centralni zdroj tepla - source B | Plzen | Art 4(1) - old-new plants | CHP | 184.2 | No | 2102.175 | 1928.357 | 0 | 35.0677 | 0 | 479.733 | 413.676 | 16.585 | [7 empty] | 1.(c) | Plzeňská teplárenská, a.s. | Centrální zdroj tepla | 14160 | Doubravecká | 2760/1 | Plzeň 4 | 30100 | 1340 | 3270 | 0 | 1060 | n
CZ | 2012 | CZ44 | 2012CZ44 | 2012-44 | 44 | Elektrarna Pocerady, a.s. | Pocerady | Art 4(3) - existing plants | CHP | 2830 | No | 0 | 66344.6942 | 0 | 25.0958 | 0 | 6608.463 | 11397.569 | 337.431 | Change of operator since 1.4.2012, previously CEZ, a.s. | [6 empty] | 1.(c) | Elektrárna Počerady, a.s. | Elektrárna Počerady | 13898 | N/A | 57 | Volevčice | 43401 | 11400 | 6610 | 317 | 5970 | m
CZ | 2012 | CZ75 | 2012CZ75 | 2012-75 | 75 | Prazska teplarenska a.s. - Teplarna Veleslavin | Praha - Veleslavin | Art 4(1) - old-new plants | CHP | 139.74 | No | 0 | 0 | 0 | 605.5161 | 0 | 0.169 | 28.564 | 0.361 | [7 empty] | 1.(c) | Pražská teplárenská a.s. | Teplárna Malešice PT a.s. | 10469 | Teplárenská | 611/1 | Praha 10 | 10800 | 159 | 159 | 0 | 0 | n
CZ | 2012 | CZ71 | 2012CZ71 | 2012-71 | 71 | Prazska teplarenska a.s. - Teplarna Malesice I | Praha 10 | Art 4(3) - existing plants | District heating | 62.2 | No | 0 | 0 | 0 | 0 | 0 | 0 | 0 | 0 | None of the boilers were in operation. | [6 empty] | 1.(c) | Pražská teplárenská a.s. | Teplárna Malešice PT a.s. | 10469 | Teplárenská | 611/1 | Praha 10 | 10800 | 159 | 159 | 0 | 0 | n
CZ | 2012 | CZ72 | 2012CZ72 | 2012-72 | 72 | Prazska teplarenska a.s. - Teplarna Malesice II | Praha 10 | Art 4(3) - existing plants | CHP | 266 | No | 0 | 720.9524 | 0 | 43.9138 | 0 | 159.173 | 156.275 | 3.667 | [7 empty] | 1.(c) | Pražská teplárenská a.s. | Teplárna Malešice PT a.s. | 10469 | Teplárenská | 611/1 | Praha 10 | 10800 | 159 | 159 | 0 | 0 | n
CZ | 2012 | CZ73 | 2012CZ73 | 2012-73 | 73 | Prazska teplarenska a.s. - Teplarna Malesice III | Praha 10 | Art 4(3) - existing plants | District heating | 255 | No | 0 | 0 | 0 | 53.3752 | 0 | 0.012 | 2.978 | 0.027 | [7 empty] | 1.(c) | Pražská teplárenská a.s. | Teplárna Malešice PT a.s. | 10469 | Teplárenská | 611/1 | Praha 10 | 10800 | 159 | 159 | 0 | 0 | n
CZ | 2012 | CZ74 | 2012CZ74 | 2012-74 | 74 | Prazska teplarenska a.s. - Teplarna Michle | Praha 4 | Art 4(3) - existing plants | District heating | 173.74 | No | 0 | 0 | 0 | 190.5747 | 0 | 0.052 | 8.314 | 0.108 | The boiler K2 with rated thermal input 8,24 MW was out of operation. | [6 empty] | 1.(c) | Pražská teplárenská a.s. | Teplárna Malešice PT a.s. | 10469 | Teplárenská | 611/1 | Praha 10 | 10800 | 159 | 159 | 0 | 0 | n
CZ | 2012 | CZ77 | 2012CZ77 | 2012-77 | 77 | Prazska teplarenska a.s. - Vytopna Krc | Praha 4 | Art 4(3) - existing plants | District heating | 123.209 | No | 0 | 0 | 0 | 126.2255 | 0 | 0.033 | 2.754 | 0.071 | [7 empty] | 1.(c) | Pražská teplárenská a.s. | Teplárna Malešice PT a.s. | 10469 | Teplárenská | 611/1 | Praha 10 | 10800 | 159 | 159 | 0 | 0 | n
CZ | 2012 | CZ76 | 2012CZ76 | 2012-76 | 76 | Prazska teplarenska a.s. - Vytopna Juliska | Praha 6 | Art 4(3) - existing plants | District heating | 52.8 | No | 0 | 0 | 0 | 481.6429 | 0 | 0.133 | 22.804 | 0.279 | [7 empty] | 1.(c) | Pražská teplárenská a.s. | Teplárna Malešice PT a.s. | 10469 | Teplárenská | 611/1 | Praha 10 | 10800 | 159 | 159 | 0 | 0 | n
CZ | 2012 | CZ70 | 2012CZ70 | 2012-70 | 70 | Prazska teplarenska a.s. - Teplarna Holesovice | Praha 7 | Art 4(3) - existing plants | CHP | 227.2 | No | 0 | 0 | 0 | 886.0202 | 0 | 0.238 | 31.188 | 0.505 | The boiler K17 with rated thermal input 18,7 MW was not in operation. | [6 empty] | 1.(c) | Pražská teplárenská a.s. | Teplárna Malešice PT a.s. | 10469 | Teplárenská | 611/1 | Praha 10 | 10800 | 159 | 159 | 0 | 0 | n
CZ | 2012 | CZ78 | 2012CZ78 | 2012-78 | 78 | Prazska teplarenska a.s. - Vytopna Treboradice | Praha 9 | Art 4(3) - existing plants | District heating | 127.8 | No | 0 | 0 | 0 | 0.024649 | 0 | 0 | 0.003 | 0 | [7 empty] | 1.(c) | Pražská teplárenská a.s. | Teplárna Malešice PT a.s. | 10469 | Teplárenská | 611/1 | Praha 10 | 10800 | 159 | 159 | 0 | 0 | n
CZ | 2012 | CZ35 | 2012CZ35 | 2012-35 | 35 | Dalkia Ceska republika, a.s. - Teplarna Prerov - source A | Prerov | Art 4(3) - existing plants | CHP | 282.3 | No | 143.2051 | 4104.7641 | 7.5085 | 0 | 0 | 1138.858 | 759.421 | 4.338 | [7 empty] | 1.(c) | Dalkia Česká republika, a.s. | Teplárna Přerov | 11400 | Tovačovská | 2924/18 | Přerov | 75002 | 785 | 1180 | 0 | 411 | n
CZ | 2012 | CZ36 | 2012CZ36 | 2012-36 | 36 | Dalkia Ceska republika, a.s. - Teplarna Prerov - source B | Prerov | Art 4(1) - old-new plants | CHP | 84 | No | 0 | 173.6533 | 2.1584 | 0 | 0 | 37.187 | 25.253 | 0.184 | [7 empty] | 1.(c) | Dalkia Česká republika, a.s. | Teplárna Přerov | 11400 | Tovačovská | 2924/18 | Přerov | 75002 | 785 | 1180 | 0 | 411 | n
CZ | 2012 | CZ106 | 2012CZ106 | 2012-106 | 106 | Vyroba a prodej tepla Pribram a.s. - CZT | Pribram 6 | Art 4(1) - old-new plants | CHP | 174 | No | 0 | 2154.9949 | 0 | 4.0619 | 0 | 1141.988 | 417.887 | 12.832 | [7 empty] | 1.(c) | Výroba a prodej tepla Příbram a.s. | Výroba a prodej tepla a.s. - CZT | 11175 | Obecnická | 269 | Příbram | 26101 | 418 | 1140 | 0 | 219 | n
CZ | 2012 | CZ79 | 2012CZ79 | 2012-79 | 79 | Pribramska teplarenska, a.s. - Vytopna Zdabor | Pribram 8 | Art 4(1) - old-new plants | District heating | 59 | No | 0 | 0 | 0 | 0 | 0 | 0 | 0 | 0 | None of the boilers were in operation. | [6 empty] | 1.(c) | Příbramská teplárenská a.s. | Příbramská teplárenská a.s. - CZT | 102062 | Obecnická | 269 | Příbram | 26101 | 0 | 0 | 0 | 0 | n
CZ | 2012 | CZ49 | 2012CZ49 | 2012-49 | 49 | ENERGOAQUA, a.s. - Roznov pod Radhostem | Roznov pod Radhostem | Art 4(3) - existing plants | District heating | 67.1 | No | 0 | 0 | 30.9878 | 36.9102 | 0 | 4.899 | 2.502 | 0.202 | Following the change of integrated permit of 19.10.2010 the boiler K2 with rated thermal input 18,7 MW was classified as a single plant (the waste gases of this boiler are discharged through individual stack). The boiler K7 with thermal input 18,7 MW was not in operation. | [6 empty] | 1.(c) | ENERGOAQUA, a.s. | Rožnov pod Radhoštěm | 11385 | 1. máje | 823 | Rožnov pod Radhoštěm | 75661 | 0 | 0 | 0 | 0 | n
CZ | 2012 | CZ59 | 2012CZ59 | 2012-59 | 59 | Momentive Specialty Chemicals, a.s. | Sokolov | Art 4(3) - existing plants | Other (non refineries) | 96 | No | 0 | 603.6843 | 0 | 0 | 0 | 230.66 | 59.91 | 0.6 | [7 empty] | 4.(a).(ii) | Momentive Specialty Chemicals, a.s. | Momentive Specialty Chemicals, a.s. | 101926 | Tovární | 2093 | Sokolov | 35601 | 0 | 246 | 0 | 0 | n
CZ | 2012 | CZ60 | 2012CZ60 | 2012-60 | 60 | Mondi Steti a.s. | Steti | Art 4(3) - existing plants | Other (non refineries) | 347 | No | 2078.7187 | 3034.013 | 186.6591 | 0 | 0 | 740.625 | 415.299 | 10.271 | [7 empty] | 6.(a) | Mondi Štětí a.s. | celulozka | 9281 | Litoměřická | 272 | Štětí | 41108 | 986 | 0 | 76.8 | 1030 | m
CZ | 2012 | CZ38 | 2012CZ38 | 2012-38 | 38 | Dalkia Industry CZ, a.s. - Teplarna Dolu CSM | Stonava | Art 4(3) - existing plants | Other (non refineries) | 134.4 | No | 0 | 638.3357 | 0 | 0 | 287.3586 | 155.34 | 133.714 | 2.574 | [7 empty] | 1.(c) | Dalkia Industry CZ, a.s. | Dalkia Industry - Teplárna Dolu ČSM | 66448 | N/A | 1077 | Stonava | 73534 | 134 | 155 | 0 | 0 | n
CZ | 2012 | CZ92 | 2012CZ92 | 2012-92 | 92 | Teplarna Strakonice, a.s. | Strakonice | Art 4(3) - existing plants | CHP | 253 | No | 0 | 2047.5754 | 42.9592 | 0 | 0 | 1107.453 | 331.876 | 14.37 | Following the change of integrated permit dated 10.12.2012 the rated thermal input of boiler K5 was reduced from 60 to 49 MW. | [6 empty] | 1.(c) | Teplárna Strakonice, a.s. | Teplárna Strakonice, a.s. | 14301 | Komenského | 59 | Strakonice | 38601 | 332 | 1110 | 0 | 190 | n
CZ | 2012 | CZ30 | 2012CZ30 | 2012-30 | 30 | Dalkia Ceska republika, a.s. - Teplarna Frydek-Mistek | Sviadnov | Art 4(3) - existing plants | CHP | 184.9 | No | 44.419 | 1137.7506 | 0 | 0 | 0 | 327.87 | 160.265 | 0.895 | [7 empty] | 1.(c) | Dalkia Česká republika, a.s. | Teplárna Frýdek-Místek | 11404 | Nádražní | 391 | Sviadnov | 73925 | 160 | 328 | 0 | 103 | n
CZ | 2012 | CZ93 | 2012CZ93 | 2012-93 | 93 | Teplarna Tabor, a.s. | Tabor | Art 4(3) - existing plants | CHP | 199.1 | No | 0 | 1774.8298 | 103.2402 | 0 | 0 | 328.234 | 160.114 | 9.443 | The boiler K2 with rated thermal input 85,5 MW was not in operation. | [6 empty] | 1.(c) | Teplárna Tábor, a.s. | Teplárna Tábor, a.s. | 16233 | U Cihelny | 2128 | Tábor | 39002 | 160 | 328 | 0 | 0 | n
CZ | 2012 | CZ17 | 2012CZ17 | 2012-17 | 17 | CEZ, a.s. - Jaderna elektrarna Temelin | Temelin | Art 4(1) - old-new plants | ESI | 108.1 | No | 0 | 0 | 0 | 10.8741 | 0 | 0.003 | 0.304 | 0.006 | [7 empty] | 1.(c) | ČEZ, a. s. | Jaderná elektrárna Temelín | 16070 | N/A |  | Temelín | 37305 | 0 | 0 | 0 | 0 | n
CZ | 2012 | CZ47 | 2012CZ47 | 2012-47 | 47 | ENERGETIKA TRINEC a.s. - E 2, Provozy teplarny a tepelna energetika | Trinec-Stare Mesto | Art 4(3) - existing plants | Iron/steel | 264.9 | No | 0 | 0 | 0 | 317.719 | 4329.1178 | 126.985 | 121.375 | 8.453 | [7 empty] | 1.(c) | ENERGETIKA TŘINEC, a.s. | Provozy Teplárny a Tepelná energetika | 14305 | Průmyslová | 1024 | Třinec | 73961 | 711 | 1320 | 0 | 1710 | n
CZ | 2012 | CZ48 | 2012CZ48 | 2012-48 | 48 | ENERGETIKA TRINEC a.s. - E 3, Provozy teplarny a tepelna energetika | Trinec-Stare Mesto | Art 4(3) - existing plants | Iron/steel | 379 | No | 0 | 6251.2631 | 0 | 16.9859 | 1682.6273 | 1190.006 | 589.446 | 31.639 | [7 empty] | 1.(c) | ENERGETIKA TŘINEC, a.s. | Provozy Teplárny a Tepelná energetika | 14305 | Průmyslová | 1024 | Třinec | 73961 | 711 | 1320 | 0 | 1710 | n
CZ | 2012 | CZ94 | 2012CZ94 | 2012-94 | 94 | Teplarna Trmice, a.s. | Trmice | Art 4(3) - existing plants | CHP | 562 | No | 82.4494 | 7394.5538 | 33.9005 | 0 | 0 | 2200.471 | 1153.936 | 11.765 | [7 empty] | 1.(c) | Teplárna Trmice, a.s. | Teplárna Trmice | 12973 | Edisonova | 453 | Trmice | 40004 | 1150 | 2200 | 0 | 747 | n
CZ | 2012 | CZ95 | 2012CZ95 | 2012-95 | 95 | Teplarna Trmice, a.s. - PPC Trmice | Trmice | Art 4(1) - old-new plants | CHP | 205.167 | Yes | 0 | 0 | 0 | 0 | 0 | 0 | 0 | 0 | The plant shut down in 2012. It will be excluded from LCP database concerning reporting year 2013. | [6 empty] | 1.(c) | Teplárna Trmice, a.s. | Teplárna Trmice | 12973 | Edisonova | 453 | Trmice | 40004 | 1150 | 2200 | 0 | 747 | n
CZ | 2012 | CZ21 | 2012CZ21 | 2012-21 | 21 | CEZ, a.s. - Teplarny Hodonin, Porici, Tisova – lokalita Porici - provoz Porici- source A | Trutnov 3 | Art 4(3) - existing plants | CHP | 216 | No | 0 | 178.5653 | 1.7405 | 0 | 0 | 51.414 | 17.458 | 2.829 | Change of name in 2012, previously CEZ, a.s. - Teplarny Hodonin, Porici, Tisova – lokalita Porici - provoz Porici- source A. | [6 empty] | 1.(c) | ČEZ, a. s. | Teplárny Hodonín, Poříčí, Tisová - lokalita Poříčí, provoz Poříčí | 11073 | Kladská | 466 | Trutnov | 54103 | 404 | 1180 | 56.6 | 643 | n
CZ | 2012 | CZ22 | 2012CZ22 | 2012-22 | 22 | CEZ, a.s. - Teplarny Hodonin, Porici, Tisova – lokalita Porici - provoz Porici- source B | Trutnov 3 | Art 4(1) - old-new plants | CHP | 392 | No | 1214.3095 | 5715.5061 | 14.6215 | 0 | 0 | 1133.468 | 386.882 | 61.445 | Change of name in 2012, previously CEZ, a.s. - Teplarny Hodonin, Porici, Tisova – lokalita Porici - provoz Porici- source B. | [6 empty] | 1.(c) | ČEZ, a. s. | Teplárny Hodonín, Poříčí, Tisová - lokalita Poříčí, provoz Poříčí | 11073 | Kladská | 466 | Trutnov | 54103 | 404 | 1180 | 56.6 | 643 | n
CZ | 2012 | CZ51 | 2012CZ51 | 2012-51 | 51 | ENERGY Usti nad Labem, a.s. | Usti nad Labem-Strekov | Art 4(3) - existing plants | District heating | 289.202 | No | 0 | 1322.1689 | 0 | 3.4254 | 0 | 426.177 | 237.708 | 7.692 | Boilers K1 and K2 with overall rated thermal input 134 MW were not in operation. | [6 empty] | 1.(c) | ENERGY Ústí nad Labem, a.s. | ENERGY Ústí nad Labem, a.s. | 10243 | Žukovova | 100/27 | Ústí nad Labem-Střekov | 40003 | 238 | 426 | 0 | 0 | n
CZ | 2012 | CZ41 | 2012CZ41 | 2012-41 | 41 | DEZA, a.s. - Energetika | Valasske Mezirici | Art 4(3) - existing plants | Other (non refineries) | 235 | No | 0 | 0 | 262.3215 | 1282.7061 | 0 | 105.872 | 101.575 | 10.261 | [7 empty] | 4.(a).(i) | DEZA, a.s. | DEZA, a.s., Valašské Meziříčí | 14158 | Masarykova | 753 | Valašské Meziříčí | 75701 | 606 | 829 | 0 | 330 | n
CZ | 2012 | CZ96 | 2012CZ96 | 2012-96 | 96 | Teplarna Varnsdorf a.s. | Varnsdorf | Art 4(3) - existing plants | CHP | 89 | No | 0 | 327.0568 | 0 | 69.9728 | 0 | 240.017 | 79.529 | 1.696 | The boiler K1 with rated thermal input 10,65 MW was not in operation. | [6 empty] | 1.(c) | Teplárna Varnsdorf a.s. | Teplárna Varnsdorf a.s. - závodní teplárna | 66310 | Palackého | 2760 | Varnsdorf | 40747 | 0 | 240 | 0 | 0 | n
CZ | 2012 | CZ54 | 2012CZ54 | 2012-54 | 54 | JIP - Papirny Vetrni, a.s. | Vetrni | Art 4(3) - existing plants | Other (non refineries) | 76 | No | 0 | 0 | 0 | 239.7475 | 0 | 0.004 | 3.9 | 0.14 | The boiler K1 with rated thermal input 48,5 MW was out of operation (cold reserve). | [6 empty] | 6.(b) | JIP - Papírny Větřní, a. s. | JIP-Papírny Větřní, a.s. | 11387 | Papírenská | 2 | Větřní | 38211 | 0 | 0 | 0 | 0 | n
CZ | 2012 | CZ18 | 2012CZ18 | 2012-18 | 18 | CEZ, a.s. - Teplarna Vitkovice | Vitkovice | Art 4(3) - existing plants | CHP | 396.8 | No | 0 | 3135.9484 | 0 | 115.8895 | 0 | 818.107 | 577.086 | 27.203 | Change of name in 2012, previously CEZ, a.s. - Teplarny Hodonin, Porici, Tisova a Vitkovice - lokalita Vitkovice. | [6 empty] | 1.(c) | ČEZ, a. s. | Teplárna Vítkovice | 11283 | Výstavní | 1144/103 | Vítkovice | 70300 | 579 | 818 | 0 | 275 | n
CZ | 2012 | CZ81 | 2012CZ81 | 2012-81 | 81 | Sokolovska uhelna, pravni nastupce, a.s. - Zpracovatelska cast Vresova - source A | Vresova | Art 4(3) - existing plants | Other (non refineries) | 1250 | No | 0 | 27223.2533 | 25.6224 | 0.44447 | 1099.8793 | 3202.299 | 2971.301 | 46.72 | [7 empty] | 1.(c) | Sokolovská uhelná, právní nástupce, a.s. | Sokolovská uhelná,právní nástupce,a.s.-zpracovatelská část | 12857 | N/A |  | Vřesová | 35735 | 3870 | 3590 | 0 | 4400 | n
CZ | 2012 | CZ82 | 2012CZ82 | 2012-82 | 82 | Sokolovska uhelna, pravni nastupce, a.s. - Zpracovatelska cast Vresova - source B | Vresova | Art 4(1) - old-new plants | Other (non refineries) | 840 | Yes | 0 | 0 | 0 | 404.1613 | 15249.3985 | 0.114 | 843.062 | 0.236 | [7 empty] | 1.(c) | Sokolovská uhelná, právní nástupce, a.s. | Sokolovská uhelná,právní nástupce,a.s.-zpracovatelská část | 12857 | N/A |  | Vřesová | 35735 | 3870 | 3590 | 0 | 4400 | n
CZ | 2012 | CZ107 | 2012CZ107 | 2012-107 | 107 | Zasobovani teplem Vsetin a.s. - Teplarna Jiraskova | Vsetin | Art 4(3) - existing plants | CHP | 104.87 | No | 0 | 0 | 0 | 344.045 | 0 | 0.02 | 57.228 | 0.2 | The boiler K 3 with rated thermal input 62 MW was not in operation. | [6 empty] | 1.(c) | Zásobování teplem Vsetín a.s. | Teplárna Jiráskova | 157754 | Jiráskova | 1326 | Vsetín | 75501 | 0 | 0 | 0 | 0 | n
CZ | 2012 | CZ108 | 2012CZ108 | 2012-108 | 108 | ZDAS, a.s. - Kotelna a COV | Zdar nad Sazavou | Art 4(3) - existing plants | Iron/steel | 98.7 | No | 42.2654 | 806.2424 | 0 | 30.9732 | 0 | 537.009 | 176.027 | 2.664 | [7 empty] | 2.(d) | ŽĎAS, a.s. | ŽĎAS, a.s. | 8344 | Strojírenská | 675/6 | Žďár nad Sázavou | 59101 | 185 | 545 | 0 | 116 | n
CZ | 2012 | CZ3 | 2012CZ3 | 2012-3 | 3 | Alpiq Generation (CZ) s.r.o. - Teplarna Zlin | Zlín | Art 4(1) - old-new plants | CHP | 442.6 | No | 202.3324 | 3478.3149 | 0 | 57.4208 | 15.6616 | 426.986 | 258.212 | 32.145 | The boiler K10 with rated thermal input 64,4 MW was not in operation (cold reserve). | [6 empty] | 1.(c) | Alpiq Generation (CZ) s.r.o. | Alpiq Zlín s.r.o. - Teplárna Zlín | 10989 | třída Tomáše Bati | 650 | Zlín | 76001 | 258 | 427 | 0 | 250 | n
[39 empty] | 108 | total
[39 empty] | 0 | p
[39 empty] | 95 | n
[39 empty] | 8 | m
[39 empty] | 0 | l
Note on U2: Ioanna Kourti: Comments prefixed with "AMEC" are comments by AMEC.
Note on Z2: Ioanna Kourti: Notes in this column which state a pollutant indicate that the ELVs for that pollutants do not apply until the specified date.

## DE
[28 empty] | E-PRTR | [10 empty] | method (p=postal code, n=plants'/facilities' names and addresses, m=manually, l=same linkage as for 2008 data)
MS | Year | Master LCP ID | Unique ID | ID per MS | Plant Number | Plant name | Plant location | Status of the plant | Sector | MWth | Gas turbine | Biomass (TJ) | Other solid fuels (TJ) | Liquid fuels (TJ) | Natural gas (TJ) | Other gases (TJ) | SO2 (t) | NOx (t) | Dust (t) | Further explanations or comments by MS | NERP | TNP | IED Article 33 potential opt-outs | Small isolated systems | Accession Treaty | Currently closed? - Year of closure if known | ActivityCode | ParentCompanyName | FacilityName | FacilityID | StreetName | BuildingNumber | City | PostalCode | NOX(t) | SOX(t) | PM10(t) | CO2(kt)
DE | 2012 | DE47 | 2012DE47 | 2012-47 | 47 | HW RWTH Aachen (A2) | Aachen |  |  | 93 |  | 0 | 0 | 0.079 | 706.294 | 0 | 0.28 | 23.76 | 0.02
DE | 2012 | DE48 | 2012DE48 | 2012-48 | 48 | IKW Aalen (A3) | Aalen |  |  | 84 |  | 0 | 0 | 54.432 | 2264.168 | 0 | 4.59 | 89 | 0
DE | 2012 | DE49 | 2012DE49 | 2012-49 | 49 | Erdgasverdichter Achim (A4) | Achim |  |  | 92 |  | 0 | 0 | 0 | 302.471 | 0 | 0 | 30.673 | 0.006
DE | 2012 | DE50 | 2012DE50 | 2012-50 | 50 | GTKW Ahrensfelde (A5) | Ahrensfelde |  |  | 570 |  | 0 | 0 | 0 | 242.73 | 0 | 0.004 | 65.1 | 0 | [7 empty] | 1.(c) | VATTENFALL GmbH | VATTENFALL Europe Generation AG GTKW Ahrensfelde | 46304 | Lindenberger Straße | 32 | Ahrensfelde | 16356 | 0 | 0 | 0 | 0 | n
DE | 2012 | DE51 | 2012DE51 | 2012-51 | 51 | IKW Papier-Albbruck (A6) | Albbruck |  |  | 127 |  | 0.8 | 26.9 | 99.4 | 0 | 0 | 82.87 | 58.607 | 0.208
DE | 2012 | DE52 | 2012DE52 | 2012-52 | 52 | IKW Papier-Alfeld (A7) | Alfeld |  |  | 222 |  | 2104.963 | 0 | 0.03 | 1976.408 | 23.072 | 215.343 | 228.629 | 8.471 | [7 empty] | 9.(c) | cenadruck GmbH | cenadruck GmbH | 43485 | Fritz-Kunke-Str. | 8 | Alfeld | 31061 | 0 | 0 | 0 | 0 | m
DE | 2012 | DE53 | 2012DE53 | 2012-53 | 53 | KW Altbach (A8) | Altbach |  |  | 3301 |  | 0 | 29560 | 320 | 367 | 0.06 | 1445.4 | 1469.9 | 16.7 | [7 empty] | 1.(c) | EnBW Energie Baden-Württemberg AG | HKW Altbach/Deizisau | 2450 | Industriestr. | 11 | Altbach | 73776 | 1470 | 1450 | 0 | 2840 | n
DE | 2012 | DE54 | 2012DE54 | 2012-54 | 54 | IKW Amsdorf (A9) | Amsdorf |  |  | 188 |  | 0 | 5043.836 | 35.217 | 0 | 0.632 | 1732.597 | 501.138 | 12.241
DE | 2012 | DE55 | 2012DE55 | 2012-55 | 55 | IKW Andernach (A10) | Andernach |  |  | 90 |  | 0 | 0 | 0 | 191.1 | 0 | 0.029 | 2.677 | 0.002 | [7 empty] | 5.(b) | GWE Gesellschaft für wirtschaftliche Energieversogung mbH | IHKW Industrieheizkraftwerk | 110284 | Koblenzer Str. | 121 - 125 | Andernach | 56626 | 147 | 0 | 0 | 177 | n
DE | 2012 | DE56 | 2012DE56 | 2012-56 | 56 | IKW Zucker-Anklam (A11) | Anklam |  |  | 94 |  | 0 | 0 | 0 | 1397.347 | 0 | 0.586 | 50.005 | 0.047 | [7 empty] | 8.(b).(ii) | Suiker Unie GmbH Zuckerfabrik Anklam | Suiker Unie GmbH Zuckerfabrik Anklam | 46541 | Bluthsluster Str. | 24 | Anklam | 17389 | 0 | 0 | 0 | 0 | n
DE | 2012 | DE57 | 2012DE57 | 2012-57 | 57 | IKW Arneburg (A13) | Arneburg |  |  | 660 |  | 11871.18 | 0 | 28.03 | 87.81 | 0 | 9.702 | 608.415 | 117.311
DE | 2012 | DE58 | 2012DE58 | 2012-58 | 58 | IKW Papier Arnsberg (A14) | Arnsberg |  |  | 97 |  | 0 | 2230.81 | 0.45 | 0 | 0 | 505.175 | 320.624 | 3.231 | [7 empty] | 6.(b) | Delipapier GmbH | Delipapier GmbH | 175007 | - | - | Arneburg | 39596 | 0 | 0 | 0 | 0 | n
DE | 2012 | DE59 | 2012DE59 | 2012-59 | 59 | GuD Aschaffenburg (A754) | Aschaffenburg |  |  | 133 |  | 0 | 0 | 0 | 2116.561 | 0 | 0.904 | 49.59 | 0.407
DE | 2012 | DE60 | 2012DE60 | 2012-60 | 60 | IKW Papier Aschaffenburg (A15) | Aschaffenburg |  |  | 127 |  | 0 | 0 | 0 | 691.642 | 0 | 0.295 | 124.359 | 0.146 | [7 empty] | 6.(b) | DS Smith Paper Deutschland GmbH | DS Smith Paper Deutschland GmbH Werk Aschaffenburg | 46010 | Weichertstraße | 7 | Aschaffenburg | 63741 | 316 | 0 | 0 | 177 | n
DE | 2012 | DE61 | 2012DE61 | 2012-61 | 61 | IKW Papier-Augsburg (A17) | Augsburg |  |  | 215.5 |  | 0 | 0 | 11.65 | 1997.97 | 0 | 2.21 | 47.26 | 0
DE | 2012 | DE62 | 2012DE62 | 2012-62 | 62 | BHKW Augsburg (A16) | Augsburg |  |  | 90 |  | 0 | 0 | 0 | 814.584 | 0 | 0.045 | 37.958 | 0.15 | [7 empty] | 1.(c) | Stadtwerke Augsburg Energie GmbH | Blockheizkraftwerk GT-Ost | 74318 | Beim Grenzgraben | 10 | Augsburg | 86167 | 0 | 0 | 0 | 0 | n
DE | 2012 | DE63 | 2012DE63 | 2012-63 | 63 | HKW Augsburg (A18) | Augsburg |  |  | 216 |  | 0 | 0 | 29.667 | 696.198 | 0 | 1.771 | 19.651 | 0.116 | [7 empty] | 1.(c) | Stadtwerke Augsburg Energie GmbH | Heizkraftwerk Franziskanergasse | 46064 | Franziskanergasse | 9 | Augsburg | 86152 | 0 | 0 | 0 | 0 | n
DE | 2012 | DE64 | 2012DE64 | 2012-64 | 64 | GT Kreuznach (A577) | Bad Kreuznach |  |  | 87 |  | 0 | 0 | 0.173 | 861.609 | 0 | 0.44 | 22.48 | 0.154
DE | 2012 | DE65 | 2012DE65 | 2012-65 | 65 | Erdgasverdichter Salzuflen (A580) | Bad Salzuflen |  |  | 86 |  | 0 | 0 | 0 | 236.21 | 0 | 0.13 | 9.2 | 0.02
DE | 2012 | DE66 | 2012DE66 | 2012-66 | 66 | HKW Bad Salzungen (A19) | Bad Salzungen |  |  | 75 |  | 0 | 0 | 7.718 | 318.454 | 0 | 0.68 | 24.99 | 0.04 | [7 empty] | 1.(c) | E.ON Thüringer Energie AG | HKW Bad Salzungen | 47166 | Langenfelder Straße | 82 | Bad Salzungen | 36433 | 0 | 0 | 0 | 0 | n
DE | 2012 | DE67 | 2012DE67 | 2012-67 | 67 | IKW Baienfurt (A20) | Baienfurt |  |  | 177 |  | 0 | 0 | 0 | 10.983 | 0 | 0 | 0.148 | 0 | [7 empty] | 1.(c) | StoraEnso Baienfurt GmbH & Co. KG | Stora Enso Baienfurt GmbH | 2597 | Fabrikstr. | 1 | Baienfurt | 88255 | 0 | 0 | 0 | 0 | n
DE | 2012 | DE68 | 2012DE68 | 2012-68 | 68 | IKW Barby (A21) | Barby |  |  | 58 |  | 0 | 0 | 0 | 1878 | 0 | 0 | 111.8 | 0 | [7 empty] | 8.(b).(ii) | Cargill Deutschland GmbH | Cargill Deutschland GmbH | 46820 | Monplaisierstr. 22 | - | Barby | 39249 | 112 | 0 | 0 | 0 | n
DE | 2012 | DE69 | 2012DE69 | 2012-69 | 69 | IKW Baruth (A22) | Baruth |  |  | 80 |  | 0 | 0 | 0 | 0.03 | 0 | 0 | 0.001 | 0
DE | 2012 | DE70 | 2012DE70 | 2012-70 | 70 | HW Baumholder (A23) | Baumholder |  |  | 52 |  | 0 | 0 | 0.65 | 333.68 | 0 | 0.05 | 4.7 | 0.466
DE | 2012 | DE71 | 2012DE71 | 2012-71 | 71 | IKW Baunatal (A24) | Baunatal |  |  | 552 |  | 0 | 0 | 74 | 3372 | 0 | 7.515 | 58.27 | 0.99
DE | 2012 | DE72 | 2012DE72 | 2012-72 | 72 | HKW Bautzen (A25) | Bautzen |  |  | 87 |  | 0 | 381.26 | 17.21 | 0 | 0 | 178.55 | 57.36 | 0.088 | [7 empty] | 1.(c) | ENSO Energie Sachsen Ost AG, Heizwerk Bautzen | Heizkraftwerk Bautzen-Teichnitz | 74664 | Hoyerswerdaer Str. | 36 | Bautzen | 02625 | 0 | 179 | 0 | 0 | n
DE | 2012 | DE73 | 2012DE73 | 2012-73 | 73 | KW Niederaußem Block K (A628) | Bergheim |  |  | 2306 |  | 0 | 49962.046 | 38.615 | 0 | 0 | 1521.4 | 3533.2 | 26.4 | [7 empty] | 1.(c) | RWE Power AG | RWE Power AG Kraftwerk Niederaußem | 44073 | Werkstr. | - | Bergheim | 50129 | 18200 | 6110 | 484 | 27900 | n
DE | 2012 | DE74 | 2012DE74 | 2012-74 | 74 | KW Niederaußem Block G (A626) | Bergheim |  |  | 1845 |  | 0 | 49729.228 | 29.178 | 0 | 0 | 1361 | 3810.9 | 117.5 | [7 empty] | 1.(c) | RWE Power AG | RWE Power AG Kraftwerk Niederaußem | 44073 | Werkstr. | - | Bergheim | 50129 | 18200 | 6110 | 484 | 27900 | n
DE | 2012 | DE75 | 2012DE75 | 2012-75 | 75 | KW Niederaußem Block H (A627) | Bergheim |  |  | 1845 |  | 0 | 40451.834 | 26.057 | 0 | 0 | 1132.2 | 3040.5 | 30.5 | [7 empty] | 1.(c) | RWE Power AG | RWE Power AG Kraftwerk Niederaußem | 44073 | Werkstr. | - | Bergheim | 50129 | 18200 | 6110 | 484 | 27900 | n
DE | 2012 | DE76 | 2012DE76 | 2012-76 | 76 | KW Niederaußem Block C (A622) | Bergheim |  |  | 954 |  | 0 | 25398.893 | 16.733 | 0 | 0 | 508.8 | 1832.8 | 103.3 | [7 empty] | 1.(c) | RWE Power AG | RWE Power AG Kraftwerk Niederaußem | 44073 | Werkstr. | - | Bergheim | 50129 | 18200 | 6110 | 484 | 27900 | n
DE | 2012 | DE77 | 2012DE77 | 2012-77 | 77 | KW Niederaußem Block E (A624) | Bergheim |  |  | 933 |  | 0 | 24936.638 | 15.645 | 0 | 0 | 407.3 | 1731.8 | 40.3 | [7 empty] | 1.(c) | RWE Power AG | RWE Power AG Kraftwerk Niederaußem | 44073 | Werkstr. | - | Bergheim | 50129 | 18200 | 6110 | 484 | 27900 | n
DE | 2012 | DE78 | 2012DE78 | 2012-78 | 78 | KW Niederaußem Block D (A623) | Bergheim |  |  | 910 |  | 0 | 23551.032 | 15.257 | 0 | 0 | 403.1 | 1779.6 | 45.1 | [7 empty] | 1.(c) | RWE Power AG | RWE Power AG Kraftwerk Niederaußem | 44073 | Werkstr. | - | Bergheim | 50129 | 18200 | 6110 | 484 | 27900 | n
DE | 2012 | DE79 | 2012DE79 | 2012-79 | 79 | KW Niederaußem Block F (A625) | Bergheim |  |  | 930 |  | 0 | 21812.321 | 14.304 | 0 | 0 | 564.9 | 1580.5 | 30.3 | [7 empty] | 1.(c) | RWE Power AG | RWE Power AG Kraftwerk Niederaußem | 44073 | Werkstr. | - | Bergheim | 50129 | 18200 | 6110 | 484 | 27900 | n
DE | 2012 | DE80 | 2012DE80 | 2012-80 | 80 | KW Niederaußem Block A B (A621) | Bergheim |  |  | 890 |  | 0 | 10856.771 | 6.733 | 0 | 0 | 214.5 | 865.9 | 162.5 | [7 empty] | 1.(c) | RWE Power AG | RWE Power AG Kraftwerk Niederaußem | 44073 | Werkstr. | - | Bergheim | 50129 | 18200 | 6110 | 484 | 27900 | n
DE | 2012 | DE81 | 2012DE81 | 2012-81 | 81 | IKW Bergheim Fortuna Nord (A28) | Bergheim |  |  | 291 |  | 0 | 2997.03 | 0 | 0 | 0.163 | 246.2 | 404.4 | 8 | [7 empty] | 1.(f) | RWE Power AG-Fabrik Fortuna Nord | RWE Power AG-Fabrik Fortuna Nord | 44485 | Auenheimer Str. | - | Bergheim | 50129 | 537 | 993 | 161 | 763 | n
DE | 2012 | DE82 | 2012DE82 | 2012-82 | 82 | IKW Bergisch-Gladbach (A29) | Bergisch Gladbach |  |  | 235 |  | 0 | 1333.2 | 2.5 | 0 | 0 | 310 | 207 | 3
DE | 2012 | DE83 | 2012DE83 | 2012-83 | 83 | IKW Bergkamen (A30) | Bergkamen |  |  | 94 |  | 0 | 0 | 1.032 | 594.551 | 9.398 | 0.184 | 21.559 | 0.109
DE | 2012 | DE84 | 2012DE84 | 2012-84 | 84 | KW Bergkamen (A31) | Bergkamen |  |  | 1828 |  | 0 | 33578.693 | 274.135 | 0 | 0 | 2586.639 | 2226.376 | 45.465
DE | 2012 | DE85 | 2012DE85 | 2012-85 | 85 | HKW Charlottenburg (A32) | Berlin-Charlottenburg |  |  | 832 |  | 0 | 0 | 12.037 | 2421.208 | 0 | 1.61 | 164.8 | 1.13 | [7 empty] | 1.(c) | Vattenfall Europe Wärme AG | Vattenfall Europe Wärme HKW Charlottenburg | 46247 | Am Spreebord | 5 | Berlin | 10589 | 165 | 0 | 0 | 135 | n
DE | 2012 | DE86 | 2012DE86 | 2012-86 | 86 | BHKW Köpenick (A35) | Berlin-Köpenick |  |  | 71 |  | 0 | 0 | 0.796 | 314.189 | 19.462 | 0.2 | 28.1 | 0.12
DE | 2012 | DE87 | 2012DE87 | 2012-87 | 87 | HKW Klingenberg (A36) | Berlin-Lichtenberg |  |  | 1538 |  | 11.574 | 12300.645 | 9.036 | 2675.596 | 0 | 923.82 | 897.83 | 10.77 | [7 empty] | 1.(c) | Vattenfall Europe Wärme AG | Vattenfall Europe Wärme HKW Klingenberg | 46241 | Köpenicker Chaussee | 42-45 | Berlin | 10317 | 898 | 924 | 0 | 1510 | n
DE | 2012 | DE88 | 2012DE88 | 2012-88 | 88 | HKW Lichtenberg (A37) | Berlin-Lichtenberg |  |  | 1124 |  | 0 | 0 | 0 | 1333.63 | 0 | 0.16 | 37.7 | 0.5
DE | 2012 | DE89 | 2012DE89 | 2012-89 | 89 | HKW Moabit (A39) | Berlin-Mitte |  |  | 565 |  | 351.782 | 4038.419 | 199.483 | 0 | 0 | 287.63 | 207.25 | 21.84 | [7 empty] | 1.(c) | Vattenfall Europe Wärme AG | Vattenfall Europe Wärme HKW Moabit | 46248 | Friedrich-Krause-Ufer | 10-15 | Berlin | 13353 | 207 | 288 | 0 | 430 | n
DE | 2012 | DE90 | 2012DE90 | 2012-90 | 90 | HKW Mitte (A38) | Berlin-Mitte |  |  | 1296 |  | 0 | 0 | 5.941 | 16197.547 | 0 | 8.74 | 834.8 | 7.04 | [7 empty] | 1.(c) | Vattenfall Europe Wärme AG | Vattenfall Europe Wärme HKW Mitte | 46242 | Köpenicker Str. | 60 | Berlin | 10179 | 835 | 0 | 0 | 891 | n
DE | 2012 | DE91 | 2012DE91 | 2012-91 | 91 | HW Scharnhorststraße (A40) | Berlin-Mitte |  |  | 165 |  | 0 | 0 | 9.859 | 618.619 | 0 | 1.28 | 19.01 | 0.07 | [7 empty] | 1.(c) | Vattenfall Europe Wärme AG | Vattenfall Europe Wärme BHKW Scharnhorststr. | 46244 | Scharnhorststr. | 3 | Berlin | 10115 | 0 | 0 | 0 | 0 | n
DE | 2012 | DE92 | 2012DE92 | 2012-92 | 92 | HKW Rudow II (A42b) | Berlin-Neukölln |  |  | 106 |  | 3042.864 | 0 | 0 | 26.035 | 0 | 40.108 | 212.285 | 0.798
DE | 2012 | DE93 | 2012DE93 | 2012-93 | 93 | FHW Neukölln (A41) | Berlin-Neukölln |  |  | 192 |  | 193.12 | 348.69 | 14.63 | 100.32 | 42.81 | 41.7 | 63.33 | 1.55
DE | 2012 | DE94 | 2012DE94 | 2012-94 | 94 | HKW Rudow I (A42a) | Berlin-Neukölln |  |  | 105 |  | 0 | 0 | 0 | 93.654 | 0 | 0.039 | 3.265 | 0.054
DE | 2012 | DE95 | 2012DE95 | 2012-95 | 95 | HKW Buch (A43) | Berlin-Pankow |  |  | 156 |  | 0 | 0 | 0.038 | 565.468 | 0 | 0.14 | 18.2 | 0.18 | [7 empty] | 1.(c) | Vattenfall Europe Wärme AG | Vattenfall Europe Wärme HKW Buch | 46243 | Schwanebecker Chaussee | 11-15 | Berlin | 13125 | 0 | 0 | 0 | 0 | n
DE | 2012 | DE96 | 2012DE96 | 2012-96 | 96 | FHW Märkisches Viertel (A44) | Berlin-Reinickendorf |  |  | 91 |  | 0 | 0 | 0 | 1116.593 | 0 | 0.62 | 30.99 | 0.03
DE | 2012 | DE97 | 2012DE97 | 2012-97 | 97 | HW Lange Enden (A45) | Berlin-Reinickendorf |  |  | 125 |  | 0 | 0 | 0 | 769.808 | 0 | 0.39 | 52.52 | 0.04
DE | 2012 | DE98 | 2012DE98 | 2012-98 | 98 | HKW Reuter (A46) | Berlin-Spandau |  |  | 336 |  | 119.349 | 6114.081 | 149.555 | 0 | 0 | 63.97 | 375 | 9.55 | [7 empty] | 1.(c) | Vattenfall Europe Wärme AG | Vattenfall Europe Wärme HKW Reuter | 46246 | Otternbuchtstr. | 11 | Berlin | 13599 | 375 | 0 | 0 | 610 | n
DE | 2012 | DE99 | 2012DE99 | 2012-99 | 99 | HKW Reuter West (A33) | Berlin-Spandau |  |  | 1566 |  | 0 | 26612.634 | 210.643 | 0 | 0 | 751.82 | 1791.99 | 30.4 | [7 empty] | 1.(c) | Vattenfall Europe Wärme AG | Vattenfall Europe Wärme HKW Reuter-West | 46251 | Großer Spreering | 5 | Berlin | 13599 | 1790 | 752 | 0 | 2560 | n
DE | 2012 | DE100 | 2012DE100 | 2012-100 | 100 | HKW Lichterfelde (A47) | Berlin-Steglitz |  |  | 1227 |  | 0 | 0 | 0 | 10448.224 | 0 | 6.64 | 241.27 | 1.66 | [7 empty] | 1.(c) | Vattenfall Europe Wärme AG | Vattenfall Europe Wärme HKW Lichterfelde | 46249 | Ostpreussendamm | 61 | Berlin | 12207 | 241 | 0 | 0 | 575 | n
DE | 2012 | DE101 | 2012DE101 | 2012-101 | 101 | HKW Adlershof (A48) | Berlin-Treptow |  |  | 134 |  | 0 | 0 | 3.658 | 59.603 | 0 | 0.188 | 1.976 | 0.011
DE | 2012 | DE102 | 2012DE102 | 2012-102 | 102 | Energiezentrale Pharma Wedding (A49) | Berlin-Wedding |  |  | 124 |  | 0 | 0 | 1.54 | 729.13 | 0 | 0.378 | 26.412 | 0.064
DE | 2012 | DE103 | 2012DE103 | 2012-103 | 103 | HKW Wilmersdorf (A50) | Berlin-Wilmersdorf |  |  | 858 |  | 0 | 0 | 655.266 | 0 | 0 | 2.97 | 133.64 | 0.6 | [7 empty] | 1.(c) | Vattenfall Europe Wärme AG | Vattenfall Europe Wärme HKW Wilmersdorf | 46250 | Forckenbeckstr. | 3-6 | Berlin | 14199 | 134 | 0 | 0 | 0 | n
DE | 2012 | DE104 | 2012DE104 | 2012-104 | 104 | IKW Bernburg (A51) | Bernburg |  |  | 600 |  | 0 | 0 | 0 | 5542.274 | 0 | 0.6 | 129.9 | 0
DE | 2012 | DE105 | 2012DE105 | 2012-105 | 105 | KW Bexbach (A52) | Bexbach |  |  | 1937 |  | 0 | 28678.033 | 164.398 | 0 | 45.505 | 1626.236 | 1936.372 | 0.473 | [7 empty] | 1.(c) | ENBW Energie Baden-Würtemberg AG | Kraftwerk Bexbach | 3123 | Grubenstraße | - | Bexbach | 66450 | 1940 | 1630 | 0 | 2690 | n
DE | 2012 | DE106 | 2012DE106 | 2012-106 | 106 | IKW Pharma-Biberach (A584) | Biberach |  |  | 66 |  | 0 | 0 | 15.08 | 510.4 | 0 | 0.615 | 9.78 | 0 | [7 empty] | 4.(e) | Boehringer Ingelheim Pharma GmbH & Co.KG | Boehringer Ingelheim Pharma GmbH & Co.KG | 45448 | Birkendorfer Str. | 65 | Biberach a.d. Riss | 88400 | 0 | 0 | 0 | 0 | n
DE | 2012 | DE107 | 2012DE107 | 2012-107 | 107 | HKW Bielefeld Stadtwerke (A57) | Bielefeld |  |  | 574 |  | 248.963 | 1106.164 | 1.921 | 83.149 | 0 | 132.746 | 208.219 | 8.25
DE | 2012 | DE108 | 2012DE108 | 2012-108 | 108 | GuD Bielefeld (A55) | Bielefeld |  |  | 124 |  | 0 | 0 | 0 | 2632.87 | 0 | 1.127 | 90.477 | 2.083
DE | 2012 | DE109 | 2012DE109 | 2012-109 | 109 | HW Uni-Bielefeld (A59) | Bielefeld |  |  | 91 |  | 0 | 0 | 6.425 | 113.619 | 36.94 | 0.512 | 6.782 | 0.004
DE | 2012 | DE110 | 2012DE110 | 2012-110 | 110 | IKW Papier-Bielefeld (A53) | Bielefeld |  |  | 74 |  | 0 | 0 | 0 | 80.338 | 0 | 0 | 2.099 | 0 | [7 empty] | 6.(b) | Mitsubishi HiTec Paper Europe GmbH | Mitsubishi HiTec Paper Europe GmbH Werk Bielefeld | 44396 | Niedernholz | 23 | Bielefeld | 33699 | 0 | 0 | 0 | 0 | m
DE | 2012 | DE111 | 2012DE111 | 2012-111 | 111 | HW Sieker (A58) | Bielefeld |  |  | 55 |  | 0 | 0 | 11.6 | 40.656 | 0 | 0.545 | 1.901 | 0
DE | 2012 | DE112 | 2012DE112 | 2012-112 | 112 | GTKW Bielefeld (A54) | Bielefeld |  |  | 270 |  | 0 | 0 | 0 | 18.472 | 0 | 0.01 | 3.903 | 0.001
DE | 2012 | DE113 | 2012DE113 | 2012-113 | 113 | IKW Bitterfeld GuD (A60) | Bitterfeld |  |  | 218 |  | 0 | 0 | 0 | 4347.873 | 0 | 1.739 | 128.449 | 0.782 | [7 empty] | 1.(c) | envia THERM GmbH | GuD-Kraftwerk Bitterfeld | 46845 | Parsevalstraße | 1 | Bitterfeld | 06749 | 137 | 0 | 0 | 264 | n
DE | 2012 | DE114 | 2012DE114 | 2012-114 | 114 | IKW Bitterfeld GWRK (A61) | Bitterfeld |  |  | 132 |  | 0 | 0 | 0 | 321.327 | 0 | 0.129 | 8.379 | 0.026
DE | 2012 | DE115 | 2012DE115 | 2012-115 | 115 | IKW Papier-Blankenstein (A62) | Blankenstein |  |  | 359 |  | 7928.943 | 0 | 7.035 | 143.355 | 0 | 8.23 | 553.179 | 47.225 | [7 empty] | 6.(a) | Zellstoff-und Papierfabrik Rosenthal GmbH | Zellstoff-und Papierfabrik Rosenthal GmbH | 47117 | Hauptstraße | 16 | Blankenstein | 07366 | 553 | 0 | 0 | 0 | n
DE | 2012 | DE116 | 2012DE116 | 2012-116 | 116 | KW Bochum (A65) | Bochum |  |  | 324 |  | 0 | 0 | 0 | 2036.57 | 0 | 0.108 | 85.59 | 0.716
DE | 2012 | DE117 | 2012DE117 | 2012-117 | 117 | HKW Bochum (A64) | Bochum |  |  | 264 |  | 0 | 0 | 0 | 923.065 | 0 | 0.389 | 33 | 0.027
DE | 2012 | DE118 | 2012DE118 | 2012-118 | 118 | IKW Bochum (A63) | Bochum |  |  | 72 |  | 0 | 0 | 0 | 269.85 | 0 | 0.102 | 8.7 | 0.02
DE | 2012 | DE119 | 2012DE119 | 2012-119 | 119 | KW Lippendorf (A69) | Böhlen |  |  | 4800 |  | 413 | 105075 | 137 | 0 | 0 | 11267 | 7143 | 204 | [7 empty] | 1.(c) | Vattenfall GmbH | Vattenfall Europe Generation AG Kraftwerk Lippendorf | 74740 | Werkstraße | - | Böhlen | 04564 | 7140 | 11300 | 177 | 10800 | n
DE | 2012 | DE120 | 2012DE120 | 2012-120 | 120 | IKW Chemie Böhlen Pyrolyse (A67) | Böhlen |  |  | 684 |  | 0 | 0 | 1090.49 | 2141.8 | 12033.55 | 42.415 | 360.85 | 1.853
DE | 2012 | DE121 | 2012DE121 | 2012-121 | 121 | IKW Chemie Böhlen Ethylen (A68) | Böhlen |  |  | 169 |  | 0 | 0 | 849.89 | 489.04 | 1215.72 | 31.081 | 131.918 | 3.13
DE | 2012 | DE122 | 2012DE122 | 2012-122 | 122 | IKW Bomlitz (A70) | Bomlitz |  |  | 118 |  | 0 | 0 | 0 | 1789 | 0 | 0 | 119.5 | 0
DE | 2012 | DE123 | 2012DE123 | 2012-123 | 123 | HKW Bonn Süd (A72) | Bonn |  |  | 162 |  | 0 | 0 | 0.4 | 1042.2 | 0 | 0.59 | 41.56 | 0.1
DE | 2012 | DE124 | 2012DE124 | 2012-124 | 124 | HKW Bonn Nord (A71) | Bonn |  |  | 214 |  | 0 | 0 | 0.6 | 221.4 | 0 | 0.09 | 8.05 | 0.02
DE | 2012 | DE125 | 2012DE125 | 2012-125 | 125 | HW Bottrop Innenstadt (A74) | Bottrop |  |  | 61 |  | 0 | 0 | 10.054 | 0 | 0 | 0.944 | 0.745 | 0.001
DE | 2012 | DE126 | 2012DE126 | 2012-126 | 126 | IKW Bottrop (A75) | Bottrop |  |  | 52 |  | 0 | 0 | 0 | 0 | 841 | 74.597 | 49.081 | 0.428
DE | 2012 | DE127 | 2012DE127 | 2012-127 | 127 | KW Boxberg III (A76) | Boxberg |  |  | 3048 |  | 207.9 | 78942.4 | 127.5 | 0 | 0 | 6004 | 6183.3 | 304.1
DE | 2012 | DE128 | 2012DE128 | 2012-128 | 128 | KW Boxberg IV (A77) | Boxberg |  |  | 3703 |  | 0 | 62399.5 | 89.2 | 0 | 0 | 5775 | 5190.1 | 122.7
DE | 2012 | DE129 | 2012DE129 | 2012-129 | 129 | GuD Kirchmöser (A78) | Brandenburg/Havel |  |  | 360 |  | 0 | 0 | 0 | 3938.71 | 0 | 0 | 113.79 | 0
DE | 2012 | DE130 | 2012DE130 | 2012-130 | 130 | HKW Brandenburg (A79) | Brandenburg/Havel |  |  | 192 |  | 0 | 0 | 2.172 | 759.755 | 0 | 0.41 | 27.16 | 0.07
DE | 2012 | DE131 | 2012DE131 | 2012-131 | 131 | GuD Braunschweig Mitte (A612) | Braunschweig |  |  | 150 |  | 0 | 0 | 0.9 | 2571.5 | 0 | 0.5 | 69.7 | 0
DE | 2012 | DE132 | 2012DE132 | 2012-132 | 132 | HKW Braunschweig Nord (A81) | Braunschweig |  |  | 190 |  | 0 | 0 | 1.6 | 296.1 | 0 | 0.2 | 30.6 | 0
DE | 2012 | DE133 | 2012DE133 | 2012-133 | 133 | HKW Braunschweig Mitte (A80) | Braunschweig |  |  | 345 |  | 0 | 3157.5 | 71.4 | 230.9 | 0 | 301.6 | 491 | 4.1
DE | 2012 | DE134 | 2012DE134 | 2012-134 | 134 | HW Braunschweig West (A83) | Braunschweig |  |  | 87 |  | 0 | 0 | 19.1 | 0 | 0 | 3.7 | 4.7 | 0.3
DE | 2012 | DE135 | 2012DE135 | 2012-135 | 135 | HW Braunschweig Süd (A82) | Braunschweig |  |  | 77 |  | 0 | 0 | 18.8 | 0 | 0 | 2.3 | 2.4 | 0.28
DE | 2012 | DE136 | 2012DE136 | 2012-136 | 136 | KW HB-Hafen 5 (A92) | Bremen |  |  | 362 |  | 65.56 | 6183 | 22.08 | 0 | 0 | 178 | 406 | 0.22
DE | 2012 | DE137 | 2012DE137 | 2012-137 | 137 | KW HB-Hafen 6 (A93) | Bremen |  |  | 761 |  | 43.88 | 17508 | 47.64 | 0 | 0 | 1066 | 1266 | 0
DE | 2012 | DE138 | 2012DE138 | 2012-138 | 138 | KW Farge (A88) | Bremen |  |  | 875 |  | 27.707 | 17271.927 | 125.058 | 0 | 0 | 430.574 | 1012.73 | 47.773 | [7 empty] | 5.(f) | hanseWasser Bremen GmbH / Kläranlage Farge | hanseWasser Bremen GmbH / Kläranlage Farge | 43708 | Alte Straße | 24-26 | Bremen | 27777 | 0 | 0 | 0 | 0 | n
DE | 2012 | DE139 | 2012DE139 | 2012-139 | 139 | KW Mittelsbüren 3 (A94) | Bremen |  |  | 330 |  | 0 | 0 | 0 | 621.8 | 6849 | 242 | 61.5 | 3.23 | [7 empty] | 1.(c) | swb Erzeugung GmbH & Co KG / Kraftwerk Mittelsbüren | swb Erzeugung GmbH & Co KG / Kraftwerk Mittelsbüren | 43719 | Auf den Delben | 35 | Bremen | 28237 | 0 | 243 | 0 | 0 | n
DE | 2012 | DE140 | 2012DE140 | 2012-140 | 140 | IKW Bremen Brauerei (A85) | Bremen |  |  | 83 |  | 0 | 0 | 0 | 586.859 | 0 | 0 | 16.265 | 0 | [7 empty] | 1.(c) | Inbev Deutschland / Brauerei Beck & CO. GmbH | Inbev Deutschland / Brauerei Beck & CO. GmbH | 73962 | Am Deich | 18/19 | Bremen | 28199 | 0 | 0 | 0 | 0 | n
DE | 2012 | DE141 | 2012DE141 | 2012-141 | 141 | KW Hastedt 14 (A89) | Bremen |  |  | 477 |  | 0 | 0 | 0 | 376 | 0 | 3.06 | 6.23 | 0.1 | [7 empty] | 1.(c) | swb Erzeugung GmbH & Co KG / Heizkraftwerk Hastedt | swb Erzeugung GmbH & Co KG / Heizkraftwerk Hastedt | 43717 | Hastedter Osterdeich | 255 | Bremen | 28207 | 601 | 365 | 0 | 871 | n
DE | 2012 | DE142 | 2012DE142 | 2012-142 | 142 | KW Mittelsbüren 4 (A95) | Bremen |  |  | 440 |  | 0 | 0 | 0 | 155.85 | 849.4 | 0.31 | 3.85 | 0.424 | [7 empty] | 1.(c) | swb Erzeugung GmbH & Co KG / Kraftwerk Mittelsbüren | swb Erzeugung GmbH & Co KG / Kraftwerk Mittelsbüren | 43719 | Auf den Delben | 35 | Bremen | 28237 | 0 | 243 | 0 | 0 | n
DE | 2012 | DE143 | 2012DE143 | 2012-143 | 143 | KW Hastedt Spitze (A91) | Bremen |  |  | 143 |  | 0 | 0 | 0 | 119 | 0 | 0.97 | 5.22 | 0.03 | [7 empty] | 1.(c) | swb Erzeugung GmbH & Co KG / Heizkraftwerk Hastedt | swb Erzeugung GmbH & Co KG / Heizkraftwerk Hastedt | 43717 | Hastedter Osterdeich | 255 | Bremen | 28207 | 601 | 365 | 0 | 871 | n
DE | 2012 | DE144 | 2012DE144 | 2012-144 | 144 | IKW Bremen Stahl (A84) | Bremen |  |  | 120 |  | 0 | 0 | 0 | 91.83 | 451.354 | 30.37 | 11.787 | 0.087
DE | 2012 | DE145 | 2012DE145 | 2012-145 | 145 | KW Hastedt 15 (A90) | Bremen |  |  | 313 |  | 0 | 8546 | 0 | 68 | 0 | 360.8 | 589.4 | 0.87 | [7 empty] | 1.(c) | swb Erzeugung GmbH & Co KG / Heizkraftwerk Hastedt | swb Erzeugung GmbH & Co KG / Heizkraftwerk Hastedt | 43717 | Hastedter Osterdeich | 255 | Bremen | 28207 | 601 | 365 | 0 | 871 | n
DE | 2012 | DE146 | 2012DE146 | 2012-146 | 146 | HW Vahr (A87) | Bremen |  |  | 52 |  | 0 | 0 | 0 | 12.1 | 0 | 0.05 | 4.17 | 0.003
DE | 2012 | DE147 | 2012DE147 | 2012-147 | 147 | HKW HB-Abfall (A97) | Bremen |  |  | 69 |  | 0 | 0 | 7.702 | 0 | 0 | 0.543 | 0.463 | 0.013
DE | 2012 | DE148 | 2012DE148 | 2012-148 | 148 | HKW Bremerhaven-Abfall (A98) | Bremerhaven |  |  | 51 |  | 0 | 0 | 72.56 | 0 | 0 | 5.12 | 4.93 | 0.13 | [7 empty] | 5.(b) | Bremerhavener Entsorgungsgesellschaft mbH | Müllheizkraftwerk Bremerhaven | 43735 | Zur Hexenbrücke | 16 | Bremerhaven | 27570 | 335 | 0 | 0 | 290 | n
DE | 2012 | DE149 | 2012DE149 | 2012-149 | 149 | IKW Breuberg (A99) | Breuberg |  |  | 86 |  | 0 | 0 | 0.2 | 1134.3 | 0 | 0 | 22.1 | 0
DE | 2012 | DE150 | 2012DE150 | 2012-150 | 150 | IKW Brunsbüttel (A101) | Brunsbüttel |  |  | 192 |  | 0 | 0 | 69 | 1397 | 0 | 14.62 | 53.37 | 0.05
DE | 2012 | DE151 | 2012DE151 | 2012-151 | 151 | GTKW Brunsbüttel (A100) | Brunsbüttel |  |  | 880 |  | 0 | 0 | 17 | 0 | 0 | 1.5 | 1.3 | 0
DE | 2012 | DE152 | 2012DE152 | 2012-152 | 152 | HKW Burg (A102) | Burg |  |  | 67 |  | 0 | 0 | 0 | 1501.126 | 0 | 0 | 23.382 | 0
DE | 2012 | DE1 | 2012DE1 | 2012-1 | 1 | IKW Raff Burghausen (R33) | Burghausen |  | Refineries | 643 |  | 0 | 0 | 841.071 | 0 | 13319.969 | 239.972 | 509.389 | 3.018
DE | 2012 | DE2 | 2012DE2 | 2012-2 | 2 | IKW Burghausen (A104) | Burghausen |  | Refineries | 195 |  | 0 | 0 | 775.05 | 0 | 2154.79 | 1.598 | 178.051 | 0.546
DE | 2012 | DE153 | 2012DE153 | 2012-153 | 153 | IKW Chemie Burghausen (A103) | Burghausen |  |  | 1020 |  | 0 | 0 | 0.149 | 13585 | 0 | 0.753 | 750.694 | 2.386
DE | 2012 | DE154 | 2012DE154 | 2012-154 | 154 | IKW Burgkirchen (A105) | Burgkirchen |  |  | 343 |  | 0 | 0 | 2.235 | 4253.53 | 6 | 1.751 | 90.42 | 0.725
DE | 2012 | DE155 | 2012DE155 | 2012-155 | 155 | IKW Chemie Büttel (A106) | Büttel |  |  | 194 |  | 0 | 0 | 1468.5 | 2472.5 | 0 | 670.9 | 214.5 | 3.4 | [7 empty] | 4.(b).(i) | YARA Brunsbüttel GmbH | YARA Brunsbüttel GmbH | 43123 | Holstendamm | 2 | Büttel | 25572 | 290 | 1930 | 0 | 1780 | n
DE | 2012 | DE156 | 2012DE156 | 2012-156 | 156 | IKW Castrop-Rauxel (A107) | Castrop-Rauxel |  |  | 118 |  | 0 | 0 | 1.815 | 1725 | 0 | 0.863 | 87.3 | 0.173
DE | 2012 | DE157 | 2012DE157 | 2012-157 | 157 | HKW Chemnitz-Nord (A108) | Chemnitz |  |  | 808 |  | 0 | 10955.306 | 0 | 364.363 | 0 | 1108.245 | 878.355 | 55.509 | [7 empty] | 1.(c) | eins energie in sachsen GmbH & Co. KG | Heizkraftwerk Nord II | 74579 | Dammweg | 10 | Chemnitz | 09114 | 879 | 1110 | 61.5 | 1170 | n
DE | 2012 | DE158 | 2012DE158 | 2012-158 | 158 | HW Altchemnitz (A109) | Chemnitz |  |  | 264 |  | 0 | 0 | 0 | 0.445 | 0 | 0 | 0.016 | 0
DE | 2012 | DE159 | 2012DE159 | 2012-159 | 159 | HKW Cottbus (A110) | Cottbus |  |  | 446 |  | 0 | 3279.05 | 2.97 | 91.6 | 0 | 111.772 | 176.017 | 2.32 | [7 empty] | 1.(c) | Stadtwerke Cottbus GmbH | Heizkraftwerk Cottbus | 46338 | Werner-von-Siemens-Straße | 16 | Cottbus | 03052 | 176 | 0 | 0 | 331 | n
DE | 2012 | DE160 | 2012DE160 | 2012-160 | 160 | IKW Pharma Darmstadt (A112) | Darmstadt |  |  | 133 |  | 0 | 0 | 9.9 | 1258 | 0 | 0 | 86.3 | 0
DE | 2012 | DE161 | 2012DE161 | 2012-161 | 161 | HKW Darmstadt (A113) | Darmstadt |  |  | 76 |  | 0 | 0 | 0.638 | 189.919 | 0 | 0.133 | 6.503 | 0.017
DE | 2012 | DE162 | 2012DE162 | 2012-162 | 162 | KW Datteln 6/7 (A115) | Datteln |  |  | 848 |  | 0 | 16999 | 87 | 0 | 0 | 1102 | 1045 | 59 | [7 empty] | 1.(c) | E.ON Kraftwerke GmbH ) | E.ON Kraftwerke GmbH | 44292 | Zum Kraftwerk | 5 | Datteln | 45711 | 1050 | 1100 | 53 | 15800 | n
DE | 2012 | DE163 | 2012DE163 | 2012-163 | 163 | KW Delitzsch (A116) | Delitzsch |  |  | 87 |  | 901.53 | 0 | 0 | 0 | 0 | 0 | 21.2 | 0.058
DE | 2012 | DE164 | 2012DE164 | 2012-164 | 164 | HKW Dessau (A118) | Dessau |  |  | 298 |  | 0 | 985.507 | 11.715 | 1882.941 | 0 | 672.268 | 348.724 | 11.144 | [7 empty] | 1.(c) | DVV - Stadtwerke Kraftwerk Dessau GmbH | DVV - Stadtwerke Kraftwerk Dessau GmbH | 74829 | An der Fine 4 | - | Dessau-Roßlau | 06842 | 349 | 672 | 0 | 192 | n
DE | 2012 | DE165 | 2012DE165 | 2012-165 | 165 | HW Dessau (A117) | Dessau |  |  | 63 |  | 0 | 0 | 0 | 19.931 | 0 | 0 | 1.931 | 0
DE | 2012 | DE166 | 2012DE166 | 2012-166 | 166 | IKW Papier Diemelstadt (A120) | Diemelstadt |  |  | 67 |  | 37.7 | 0 | 0 | 1731.3 | 0 | 0 | 49.3 | 0 | [7 empty] | 6.(b) | Smurfit Kappa C. D. Haupt Papier- und Pappenfabrik GmbH | Smurfit Kappa C. D. Haupt Papier- und Pappenfabrik GmbH | 44971 | Orpethaler Str. | 50 | Diemelstadt | 34474 | 0 | 0 | 0 | 0 | n
DE | 2012 | DE167 | 2012DE167 | 2012-167 | 167 | KW Dillingen (A608) | Dillingen |  |  | 230 |  | 0 | 0 | 0 | 50.47 | 4455.62 | 141.04 | 107.59 | 4.86
DE | 2012 | DE168 | 2012DE168 | 2012-168 | 168 | IKW Dingolfing (A122) | Dingolfing |  |  | 201 |  | 0 | 0 | 0.726 | 366.823 | 0 | 0.171 | 8.273 | 0.032 | [7 empty] | 9.(c) | Bayerische Motoren Werke AG | BMW Werk Dingolfing 02.40 | 45848 | Landshuter Str. | 56 | Dingolfing | 84130 | 0 | 0 | 0 | 0 | m
DE | 2012 | DE169 | 2012DE169 | 2012-169 | 169 | HW Dinslaken (A123) | Dinslaken |  |  | 70 |  | 0 | 0 | 3.327 | 0.448 | 0 | 0.246 | 0.221 | 0.002
DE | 2012 | DE170 | 2012DE170 | 2012-170 | 170 | KW Dormagen GT2 (A595) | Dormagen |  |  | 625 |  | 0 | 0 | 4.17 | 11602.53 | 0 | 0 | 233.8 | 0
DE | 2012 | DE171 | 2012DE171 | 2012-171 | 171 | KW Dormagen GT1 (A124) | Dormagen |  |  | 625 |  | 0 | 0 | 3.13 | 11433.74 | 0 | 0 | 197.5 | 0
DE | 2012 | DE172 | 2012DE172 | 2012-172 | 172 | KW Dormagen GuD (A596) | Dormagen |  |  | 300 |  | 0 | 0 | 0 | 3092.48 | 0 | 0 | 209 | 0 | [7 empty] | 1.(c) | RWE AG | RWE Generation SE Kraftwerke Region West; GuD-Anlage | 70917 | Chempark, Geb. A789 | Geb. A789 | Dormagen | 41538 | 640 | 0 | 0 | 1470 | n
DE | 2012 | DE173 | 2012DE173 | 2012-173 | 173 | FA Pipeline Dornum (A401) | Dornum |  |  | 77 |  | 0 | 0 | 0 | 939.3 | 0 | 0.081 | 17.606 | 0.086 | [7 empty] | 1.(c) | GASSCO AS Zweigniederlassung Deutschland | gassco - Erdgasempfangsanlage ERF-Dornum | 73929 | Trollstraße | 2a | Dornum | 26553 | 0 | 0 | 0 | 0 | n
DE | 2012 | DE174 | 2012DE174 | 2012-174 | 174 | IKW Papier-Dörpen (A125) | Dörpen |  |  | 233 |  | 0 | 0 | 0 | 4139 | 0 | 0 | 98.27 | 0.44 | [7 empty] | 6.(b) | Nordland Papier GmbH | Nordland Papier GmbH Papierfabrik | 43366 | Nordlandallee | 1 | Dörpen | 26892 | 109 | 0 | 0 | 268 | n
DE | 2012 | DE175 | 2012DE175 | 2012-175 | 175 | KW Dortmund Weißenburgerstraße (A126) | Dortmund |  |  | 234 |  | 0 | 0 | 0 | 1408.26 | 0 | 0.075 | 50.27 | 0.489
DE | 2012 | DE176 | 2012DE176 | 2012-176 | 176 | KW Gustav Knepper (A127) | Dortmund |  |  | 928 |  | 0 | 11042 | 204 | 0 | 0 | 504 | 590 | 24 | [7 empty] | 1.(c) | E.ON Kraftwerke GmbH | E.ON Kraftwerke GmbH Kraftwerk Knepper | 44708 | Langenacker | - | Dortmund | 44357 | 584 | 504 | 0 | 1030 | n
DE | 2012 | DE177 | 2012DE177 | 2012-177 | 177 | Erdgasverdichter Dötlingen (A128) | Dötlingen |  |  | 353 |  | 0 | 0 | 0 | 36.324 | 0 | 0.001 | 0.225 | 0.005 | [7 empty] | 1.(c) | ExxonMobil Production Deutschland GmbH | EMPG - UGS Dötlingen Untergrundspeicher | 70346 | Zum Poggenpohlsand | 7 | Dötlingen | 27801 | 0 | 0 | 0 | 0 | m
DE | 2012 | DE178 | 2012DE178 | 2012-178 | 178 | HKW Dresden Brücke (A131) | Dresden |  |  | 1014 |  | 0 | 0 | 9.742 | 12860.773 | 0 | 5.414 | 474.578 | 1.083 | [7 empty] | 1.(c) | DREWAG Stadtwerke Dresden GmbH | DREWAG Gasturbinen-Heizkraftwerk Nossener Brücke | 74673 | Oederaner Straße | 21 - 25 | Dresden | 01159 | 475 | 0 | 0 | 697 | n
DE | 2012 | DE179 | 2012DE179 | 2012-179 | 179 | HKW Dresden Reick (A130) | Dresden |  |  | 294 |  | 0 | 0 | 24.113 | 331.051 | 0 | 1.19 | 9.727 | 0.173 | [7 empty] | 1.(c) | DREWAG Stadtwerke Dresden GmbH | DREWAG HKW Dresden-Reick | 74672 | Liebstädter Str. | 1 | Dresden | 01277 | 0 | 0 | 0 | 0 | n
DE | 2012 | DE180 | 2012DE180 | 2012-180 | 180 | HKW Dresden Nord (A129) | Dresden |  |  | 92 |  | 0 | 0 | 2.731 | 317.657 | 0 | 0.857 | 17.406 | 0.059 | [7 empty] | 1.(c) | DREWAG Stadtwerke Dresden GmbH | DREWAG HKW Dresden-Nord | 74671 | Hermann-Mende-Straße | 2 | Dresden | 01099 | 0 | 0 | 0 | 0 | n
DE | 2012 | DE181 | 2012DE181 | 2012-181 | 181 | HKW Duisburg 1 (A132) | Duisburg |  |  | 557 |  | 472.06 | 3845.55 | 62.13 | 0 | 0 | 169.4 | 249.9 | 5.08 | [7 empty] | 1.(c) | Stadtwerke Duisburg AG | Stadtwerke Duisburg AG Heizkraftwerk I | 43759 | Charlottenstraße | 48 | Duisburg | 47053 | 250 | 169 | 0 | 377 | n
DE | 2012 | DE182 | 2012DE182 | 2012-182 | 182 | HKW Duisburg 3 (A134) | Duisburg |  |  | 580 |  | 0 | 0 | 0 | 6663 | 0 | 2.734 | 161.276 | 1.23 | [7 empty] | 1.(c) | Kraftwerk Duisburg-Wanheim GmbH | Stadtwerke Duisburg AG Heizkraftwerk III | 43833 | Wanheimer Str. | 445 | Duisburg | 47249 | 161 | 0 | 0 | 378 | n
DE | 2012 | DE183 | 2012DE183 | 2012-183 | 183 | IKW Duisburg Chemie (A138) | Duisburg |  |  | 225 |  | 0 | 2146.25 | 1.393 | 464.87 | 0 | 101.08 | 149.99 | 2.61 | [7 empty] | 4.(a) | Sachtleben GmbH | Sachtleben Chemie GmbH | 43917 | Dr.-Rudolf-Sachtleben-Str. | 4 | Duisburg | 47198 | 236 | 625 | 0 | 417 | n
DE | 2012 | DE184 | 2012DE184 | 2012-184 | 184 | IKW Duisburg Huckingen (A142) | Duisburg |  |  | 1628 |  | 0 | 0 | 0 | 384.407 | 19303.714 | 819.3 | 386.7 | 20.33 | [7 empty] | 1.(c) | RWE AG | RWE Generation SE KW Huckingen | 43825 | Ehinger Str. | 200 | Duisburg | 47259 | 386 | 819 | 0 | 4200 | n
DE | 2012 | DE185 | 2012DE185 | 2012-185 | 185 | KW Duisburg TKS-Gase (A139) | Duisburg |  |  | 550 |  | 0 | 0 | 0 | 230.28 | 11700.039 | 530.5 | 455.7 | 21.34 | [7 empty] | 5.(f) | TKS | LINEG Kläranlage Duisburg-Rheinhausen | 43742 | Deichstraße | 148 | Duisburg | 47228 | 0 | 0 | 0 | 0 | n
DE | 2012 | DE186 | 2012DE186 | 2012-186 | 186 | IKW Duisburg Eisen (A137) | Duisburg |  |  | 90 |  | 0 | 0 | 0 | 130.868 | 1705.821 | 9.001 | 19.457 | 0.626 | [7 empty] | 2.(b) | DK Recycling und Roheisen GmbH | DK Recycling und Roheisen GmbH | 43872 | Werthauser Str. | 182 | Duisburg | 47053 | 150 | 857 | 0 | 651 | n
DE | 2012 | DE187 | 2012DE187 | 2012-187 | 187 | IKW Duisburg Hamborn (A140) | Duisburg |  |  | 749 |  | 0 | 0 | 0 | 37.602 | 8312.734 | 350.716 | 283.395 | 2.544
DE | 2012 | DE188 | 2012DE188 | 2012-188 | 188 | HKW Duisburg 2 (A133) | Duisburg |  |  | 365 |  | 0 | 1041.6 | 2.14 | 27.11 | 0 | 38.346 | 85.4 | 13.496 | [7 empty] | 1.(c) | Stadtwerke Duisburg AG | Stadtwerke Duisburg AG Heizkraftwerk II | 43889 | Bungertstraße | 27 | Duisburg | 47053 | 0 | 0 | 0 | 101 | n
DE | 2012 | DE189 | 2012DE189 | 2012-189 | 189 | IKW Duisburg Ruhrort (A141) | Duisburg |  |  | 1110 |  | 0 | 0 | 0 | 19.715 | 13827.011 | 561.235 | 773.199 | 4.215
DE | 2012 | DE190 | 2012DE190 | 2012-190 | 190 | HW Duisburg Nord (A136) | Duisburg |  |  | 80 |  | 0 | 0 | 0.24 | 12.52 | 0 | 0.016 | 0.467 | 0.001
DE | 2012 | DE191 | 2012DE191 | 2012-191 | 191 | HKW Duisburg Walsum (A135) | Duisburg |  |  | 1618 |  | 0 | 19271.241 | 505.667 | 0 | 0 | 1376.987 | 1353.152 | 11.054 | [7 empty] | 1.(c) | STEAG GmbH | STEAG GmbH Heizkraftwerk Walsum | 43866 | Dr.-Wilhelm-Roelen-Str. | 129 | Duisburg | 47179 | 1350 | 1380 | 0 | 1850 | n
DE | 2012 | DE192 | 2012DE192 | 2012-192 | 192 | IKW Düren Schoellershammer (A144) | Düren |  |  | 129 |  | 63.953 | 1579.022 | 0 | 56.346 | 0 | 89.12 | 152.06 | 0.134 | [7 empty] | 6.(b) | Heinr. Aug. Schoeller Söhne GmbH & Co. KG Papierfabrik Schoellershammer | Heinr. Aug. Schoeller Söhne GmbH & Co. KG Papierfabrik Schoellershammer | 44123 | Kreuzauer Straße | 18 | Düren | 52355 | 152 | 0 | 0 | 166 | n
DE | 2012 | DE193 | 2012DE193 | 2012-193 | 193 | IKW Düren Zanders (A143) | Düren |  |  | 87 |  | 0 | 0 | 0 | 651.81 | 0 | 0 | 40.334 | 0
DE | 2012 | DE194 | 2012DE194 | 2012-194 | 194 | HKW Düsseldorf Garath (A145) | Düsseldorf |  |  | 118 |  | 457.633 | 0 | 1.3 | 316.2 | 0 | 0.275 | 55.888 | 0.028
DE | 2012 | DE195 | 2012DE195 | 2012-195 | 195 | KW Lausward (A149) | Düsseldorf |  |  | 1595 |  | 0 | 0 | 12.7 | 7623.4 | 0 | 2.202 | 302.6 | 0.008 | [7 empty] | 1.(c) | Stadtwerke Düsseldorf AG | Stadtwerke Düsseldorf AG | 43802 | Auf der Lausward | 75 | Düsseldorf | 40221 | 303 | 0 | 0 | 431 | n
DE | 2012 | DE196 | 2012DE196 | 2012-196 | 196 | IKW Chemie Düsseldorf (A147) | Düsseldorf |  |  | 467 |  | 0 | 0 | 28.1 | 3768.9 | 0 | 0.119 | 147.851 | 0 | [7 empty] | 4.(a) | Emery Oleochemicals GmbH | Emery Oleochemicals GmbH | 43996 | Henkelstr. | 67 | Düsseldorf | 40589 | 0 | 0 | 0 | 0 | m
DE | 2012 | DE197 | 2012DE197 | 2012-197 | 197 | IKW Auto Düsseldorf (A146) | Düsseldorf |  |  | 190 |  | 0 | 0 | 0.006 | 767.853 | 0 | 1.616 | 13.174 | 0.197 | [7 empty] | 1.(c) | Daimler AG Mercedes-Benz Werk Düsseldorf | Daimler AG Mercedes-Benz Werk Düsseldorf | 43797 | Rather Str. | 51 | Düsseldorf | 40476 | 0 | 0 | 0 | 0 | m
DE | 2012 | DE198 | 2012DE198 | 2012-198 | 198 | KW Düsseldorf Flingern (A148) | Düsseldorf |  |  | 435 |  | 0 | 0 | 15.8 | 128.5 | 0 | 0.089 | 5.186 | 0.001 | [7 empty] | 5.(b) | Stadtwerke Düsseldorf AG | Stadtwerke Düsseldorf AG | 43878 | Flinger Broich | 25 | Düsseldorf | 40235 | 439 | 0 | 0 | 352 | n
DE | 2012 | DE199 | 2012DE199 | 2012-199 | 199 | Holzkraftwerk Eberswalde (A585) | Eberswalde |  |  | 68 |  | 1403 | 0 | 0.829 | 0 | 0 | 4.024 | 143.218 | 0.256 | [7 empty] | 1.(c) | HOKAWE Holzkraftwerk Eberswalde GmbH | HOKAWE Holzkraftwerk Eberswalde GmbH Binnenhafen Eberswalde | 143035 | Angermünder Straße | 68 | Eberswalde | 16225 | 143 | 0 | 0 | 156 | n
DE | 2012 | DE200 | 2012DE200 | 2012-200 | 200 | IKW Ehingen (A152) | Ehingen |  |  | 186 |  | 2562.263 | 0 | 24.756 | 342.701 | 0 | 422.423 | 256.891 | 13.395
DE | 2012 | DE201 | 2012DE201 | 2012-201 | 201 | IKW Eilenburg (A153) | Eilenburg |  |  | 203 |  | 0 | 0 | 0 | 2376.9 | 0 | 0.521 | 71.6 | 0.45 | [7 empty] | 6.(b) | Stora Enso Deutschland GmbH | Stora Enso Sachsen GmbH | 74758 | Am Schanzberg | 1 | Eilenburg | 04838 | 149 | 0 | 0 | 216 | m
DE | 2012 | DE202 | 2012DE202 | 2012-202 | 202 | HKW Eisenach (A154) | Eisenach |  |  | 115 |  | 0 | 0 | 0.1 | 584.6 | 0 | 0.002 | 24.82 | 0
DE | 2012 | DE203 | 2012DE203 | 2012-203 | 203 | IKW Eisenhüttenstadt (A155) | Eisenhüttenstadt |  |  | 467 |  | 0 | 0 | 0 | 2630.23 | 6660.67 | 167.2 | 82.3 | 19.4
DE | 2012 | DE204 | 2012DE204 | 2012-204 | 204 | Erdgasverdichter Eiterfeld (A156) | Eiterfeld |  |  | 231 |  | 0 | 0 | 0 | 677.26 | 0 | 0.37 | 54.06 | 0.06
DE | 2012 | DE205 | 2012DE205 | 2012-205 | 205 | GTKW Elsfleth (A158) | Elsfleth |  |  | 550 |  | 0 | 0 | 0 | 76.741 | 0 | 0.04 | 2.742 | 0.08
DE | 2012 | DE206 | 2012DE206 | 2012-206 | 206 | IKW Papier-Eltmann II (A593) | Eltmann |  |  | 135 |  | 0 | 0 | 0 | 3346.33 | 0 | 1.356 | 127.98 | 0.271 | [7 empty] | 6.(b) | Papierfabrik Palm GmbH & Co. | Papierfabrik Palm GmbH & Co. | 46031 | Industriestr. | 23 | Eltmann | 97483 | 0 | 0 | 0 | 0 | n
DE | 2012 | DE207 | 2012DE207 | 2012-207 | 207 | IKW Papier-Eltmann I (A160) | Eltmann |  |  | 51 |  | 0 | 0 | 0 | 105.43 | 0 | 0.043 | 2.65 | 0.009 | [7 empty] | 6.(b) | Papierfabrik Palm GmbH & Co. | Papierfabrik Palm GmbH & Co. | 46031 | Industriestr. | 23 | Eltmann | 97483 | 0 | 0 | 0 | 0 | n
DE | 2012 | DE208 | 2012DE208 | 2012-208 | 208 | IKW Emden Dampf (A163) | Emden |  |  | 100 |  | 0 | 0 | 0 | 486.98 | 0 | 0.07 | 32.72 | 0.042
DE | 2012 | DE209 | 2012DE209 | 2012-209 | 209 | KW Emden (A161) | Emden |  |  | 1044 |  | 0 | 0 | 6.959 | 238.937 | 0 | 0.061 | 4.571 | 0.029
DE | 2012 | DE210 | 2012DE210 | 2012-210 | 210 | IKW Emden VW (A164) | Emden |  |  | 135 |  | 0 | 0 | 5.23 | 226 | 0 | 0.234 | 3.53 | 0.066
DE | 2012 | DE211 | 2012DE211 | 2012-211 | 211 | IKW Stärke Emlichheim (A610) | Emlichheim |  |  | 60 |  | 0 | 0 | 0 | 746 | 0 | 0.31 | 51.97 | 0.06 | [7 empty] | 8.(b).(ii) | Emsland-Stärke GmbH | Emsland-Stärke GmbH | 43608 | Emslandstraße | 58 | Emlichheim | 49824 | 0 | 0 | 0 | 0 | n
DE | 2012 | DE212 | 2012DE212 | 2012-212 | 212 | Erdgasverdichter Emmerich (A166) | Emmerich |  |  | 105 |  | 0 | 0 | 0 | 304 | 0 | 0.054 | 54 | 0
DE | 2012 | DE213 | 2012DE213 | 2012-213 | 213 | Erdgasverdichter Emsbüren (A167) | Emsbüren |  |  | 98 |  | 0 | 0 | 0 | 81.5 | 0 | 0.014 | 25.9 | 0 | [7 empty] | 7.(a).(ii) | Hölscher, Werner | Hölscher, Werner | 109256 | Helschen | 9 | Emsbüren | 48488 | 0 | 0 | 0 | 0 | m
DE | 2012 | DE214 | 2012DE214 | 2012-214 | 214 | Erdgasverdichter Emstek (A583) | Emstek |  |  | 57 |  | 0 | 0 | 0 | 1286.648 | 0 | 0.304 | 30.081 | 0.123
DE | 2012 | DE215 | 2012DE215 | 2012-215 | 215 | KW Ensdorf (A168) | Ensdorf |  |  | 1141 |  | 29 | 18072 | 60 | 0 | 0 | 1247 | 1305 | 10 | [7 empty] | 1.(c) | VSE AG | VSE Kraftwerk Ensdorf | 3139 | Kurt-Keßler-Straße | 1 | Ensdorf | 66806 | 1300 | 1250 | 0 | 1710 | n
DE | 2012 | DE216 | 2012DE216 | 2012-216 | 216 | HKW Erfurt Ost (A170) | Erfurt |  |  | 367 |  | 0 | 0 | 1.9 | 4483.6 | 0 | 0 | 264.29 | 0 | [7 empty] | 1.(c) | SWE Energie GmbH | Stadtwerke Erfurt / HKW Ost | 197736 | Stotternheimer Strasse | 40 | Erfurt | 99087 | 264 | 0 | 0 | 245 | n
DE | 2012 | DE217 | 2012DE217 | 2012-217 | 217 | HKW Erfurt Iderhoffstraße (A169) | Erfurt |  |  | 95 |  | 0 | 0 | 0 | 321.48 | 0 | 0 | 8.37 | 0
DE | 2012 | DE218 | 2012DE218 | 2012-218 | 218 | HW Erkrath (A171) | Erkrath |  |  | 93 |  | 0 | 0 | 0 | 395.779 | 0 | 0.202 | 17.16 | 0.04
DE | 2012 | DE219 | 2012DE219 | 2012-219 | 219 | HKW Erlangen (A172) | Erlangen |  |  | 258 |  | 0 | 1020.98 | 16.757 | 1129.515 | 0 | 38.76 | 160.921 | 0.966 | [7 empty] | 1.(c) | Erlanger Stadtwerke AG | Heizkraftwerk Erlangen | 45950 | Äußere Brucker Str. | 33 | Erlangen | 91052 | 161 | 0 | 0 | 160 | n
DE | 2012 | DE220 | 2012DE220 | 2012-220 | 220 | HW Erlangen (A173) | Erlangen |  |  | 50 |  | 0 | 0 | 2.23 | 0 | 0 | 0.096 | 0.108 | 0.003
DE | 2012 | DE221 | 2012DE221 | 2012-221 | 221 | IKW Erlenbach (A174) | Erlenbach |  |  |  |  | 0 | 0 | 1.491 | 6852.502 | 0 | 0.53 | 289.993 | 0
DE | 2012 | DE222 | 2012DE222 | 2012-222 | 222 | KW Weisweiler VGTG (A634) | Eschweiler |  |  | 594 |  | 0 | 0 | 0 | 476.11 | 0 | 0 | 5.52 | 0 | [7 empty] | 5.(b) | MVA Weisweiler GmbH & Co. KG | MVA Weisweiler GmbH & Co. KG | 44162 | Zum Hagelkreuz | 22 | Eschweiler | 52249 | 155 | 0 | 0 | 150 | m
DE | 2012 | DE223 | 2012DE223 | 2012-223 | 223 | KW Weisweiler VGTH (A635) | Eschweiler |  |  | 594 |  | 0 | 0 | 0 | 215.79 | 0 | 0 | 4.2 | 0 | [7 empty] | 5.(b) | MVA Weisweiler GmbH & Co. KG | MVA Weisweiler GmbH & Co. KG | 44162 | Zum Hagelkreuz | 22 | Eschweiler | 52249 | 155 | 0 | 0 | 150 | m
DE | 2012 | DE224 | 2012DE224 | 2012-224 | 224 | KW Weisweiler H (A633) | Eschweiler |  |  | 1960 |  | 0 | 46736.08 | 43 | 0 | 0 | 689.64 | 1843.28 | 10.7 | [7 empty] | 5.(b) | MVA Weisweiler GmbH & Co. KG | MVA Weisweiler GmbH & Co. KG | 44162 | Zum Hagelkreuz | 22 | Eschweiler | 52249 | 155 | 0 | 0 | 150 | m
DE | 2012 | DE225 | 2012DE225 | 2012-225 | 225 | KW Weisweiler G (A632) | Eschweiler |  |  | 1960 |  | 0 | 42740.67 | 36.23 | 0 | 0 | 1218 | 3191 | 31.1 | [7 empty] | 5.(b) | MVA Weisweiler GmbH & Co. KG | MVA Weisweiler GmbH & Co. KG | 44162 | Zum Hagelkreuz | 22 | Eschweiler | 52249 | 155 | 0 | 0 | 150 | m
DE | 2012 | DE226 | 2012DE226 | 2012-226 | 226 | KW Weisweiler E (A630) | Eschweiler |  |  | 1180 |  | 0 | 29408.19 | 27.05 | 0 | 0 | 636 | 2357 | 97.2 | [7 empty] | 5.(b) | MVA Weisweiler GmbH & Co. KG | MVA Weisweiler GmbH & Co. KG | 44162 | Zum Hagelkreuz | 22 | Eschweiler | 52249 | 155 | 0 | 0 | 150 | m
DE | 2012 | DE227 | 2012DE227 | 2012-227 | 227 | KW Weisweiler F (A631) | Eschweiler |  |  | 1068 |  | 0 | 26987.81 | 23.4 | 0 | 0 | 692 | 2140 | 18.9 | [7 empty] | 5.(b) | MVA Weisweiler GmbH & Co. KG | MVA Weisweiler GmbH & Co. KG | 44162 | Zum Hagelkreuz | 22 | Eschweiler | 52249 | 155 | 0 | 0 | 150 | m
DE | 2012 | DE228 | 2012DE228 | 2012-228 | 228 | KW Weisweiler C/D (A629) | Eschweiler |  |  | 1084 |  | 0 | 26325.53 | 0 | 0 | 0 | 645.5 | 2119.3 | 221.8 | [7 empty] | 5.(b) | MVA Weisweiler GmbH & Co. KG | MVA Weisweiler GmbH & Co. KG | 44162 | Zum Hagelkreuz | 22 | Eschweiler | 52249 | 155 | 0 | 0 | 150 | m
DE | 2012 | DE229 | 2012DE229 | 2012-229 | 229 | HW Essen-Rüttenscheid (A178) | Essen |  |  | 130 |  | 0 | 397.823 | 0 | 50.417 | 0 | 97.187 | 55.49 | 0.203
DE | 2012 | DE230 | 2012DE230 | 2012-230 | 230 | HW Essen-Innenstadt (A176) | Essen |  |  | 259 |  | 0 | 0 | 222.287 | 0 | 0 | 20.872 | 6.74 | 0.076
DE | 2012 | DE231 | 2012DE231 | 2012-231 | 231 | HW Essen-Nord (A177) | Essen |  |  | 110 |  | 0 | 0 | 15.506 | 0 | 0 | 1.456 | 0.962 | 0.039
DE | 2012 | DE232 | 2012DE232 | 2012-232 | 232 | IKW Ettringen Süd (A180) | Ettringen |  |  | 177.28 |  | 0 | 0 | 1.6 | 1542.3 | 0 | 0.663 | 47.45 | 1.269 | [7 empty] | 6.(b) | Gebr.Lang GmbH, Papierfabrik | Gebr.Lang GmbH, Papierfabrik | 46150 | Fabrikstr. | 4 | Ettringen i.Lkr. Unterallgäu | 86833 | 0 | 0 | 0 | 0 | m
DE | 2012 | DE233 | 2012DE233 | 2012-233 | 233 | HKW Flensburg (A181) | Flensburg |  |  | 700 |  | 0.06 | 6510 | 77 | 0 | 0 | 274 | 272 | 1.23
DE | 2012 | DE234 | 2012DE234 | 2012-234 | 234 | HW Flenburg Engelsby (A606) | Flensburg |  |  | 118 |  | 0 | 0 | 4.35 | 0 | 0 | 0 | 0 | 0
DE | 2012 | DE235 | 2012DE235 | 2012-235 | 235 | HW Flensburg Süd (A605) | Flensburg |  |  | 118 |  | 0 | 0 | 0.23 | 0 | 0 | 0 | 0 | 0
DE | 2012 | DE236 | 2012DE236 | 2012-236 | 236 | HW Flensburg Nord (A607) | Flensburg |  |  | 126 |  | 0 | 0 | 0.07 | 0 | 0 | 0 | 0 | 0
DE | 2012 | DE237 | 2012DE237 | 2012-237 | 237 | IKW Frankfurt/Main Industriepark II (A186) | Frankfurt (Main) |  |  | 1044 |  | 0 | 4757 | 0 | 12778 | 844 | 41.847 | 700.107 | 8.852
DE | 2012 | DE238 | 2012DE238 | 2012-238 | 238 | HKW Frankfurt/Main Niederrad (A189) | Frankfurt (Main) |  |  | 440 |  | 0 | 0 | 36.42 | 5315.5 | 0 | 7.577 | 103.735 | 1.413 | [7 empty] | 1.(c) | Mainova AG, M1-K, Betrieb und Instandhaltung Kraftwerke | Mainova, HKW Niederrad | 44926 | Lyoner Str. | 8 | Frankfurt am Main, St. | 60528 | 104 | 0 | 0 | 302 | n
DE | 2012 | DE239 | 2012DE239 | 2012-239 | 239 | HKW Frankfurt/Main West (A191) | Frankfurt (Main) |  |  | 793 |  | 0 | 9965.9 | 21.54 | 442.37 | 0 | 414.18 | 794.8 | 2.864 | [7 empty] | 1.(c) | Mainova AG, M1-K, Betrieb und Instandhaltung Kraftwerke | Mainova, HKW West | 44925 | Gutleutstr. | 231 | Frankfurt am Main, St. | 60327 | 795 | 414 | 0 | 965 | n
DE | 2012 | DE240 | 2012DE240 | 2012-240 | 240 | HKW Frankfurt/Main Messe (A188) | Frankfurt (Main) |  |  | 132 |  | 0 | 0 | 0 | 269.62 | 0 | 0.367 | 5.255 | 0.066
DE | 2012 | DE241 | 2012DE241 | 2012-241 | 241 | IKW Frankfurt/Main Chemie (A184) | Frankfurt (Main) |  |  | 115 |  | 0 | 0 | 0.135 | 102.858 | 1.619 | 0.067 | 2.588 | 0.025 | [7 empty] | 5.(a) | Donau Chemie | Donau Carbon GmbH & Co. KG | 74141 | Gwinnerstraße | 27-33 | Frankfurt am Main, St. | 60388 | 0 | 0 | 0 | 0 | m
DE | 2012 | DE242 | 2012DE242 | 2012-242 | 242 | HKW Frankfurt/Main Allerheiligen (A187) | Frankfurt (Main) |  |  | 75 |  | 0 | 0 | 0 | 45.2 | 0 | 0.065 | 1.14 | 0.011
DE | 2012 | DE243 | 2012DE243 | 2012-243 | 243 | IKW Frankfurt/Main Industriepark I (A185) | Frankfurt (Main) |  |  | 170 |  | 0 | 0 | 0 | 11.99 | 0 | 0.003 | 0.332 | 0.001
DE | 2012 | DE244 | 2012DE244 | 2012-244 | 244 | HKW Frankfurt/Main Nordwest (A190) | Frankfurt (Main) |  |  | 143 |  | 0 | 0 | 69.38 | 0 | 0 | 3.1 | 3.577 | 0.104 | [7 empty] | 5.(b) | MHKW Müllheizkraftwerk Frankfurt am Main GmbH | MHKW GmbH Nordweststadt | 44853 | Heddernheimer Landstrasse | 157 | Frankfurt am Main, St. | 60439 | 447 | 0 | 0 | 0 | n
DE | 2012 | DE245 | 2012DE245 | 2012-245 | 245 | HKW Frankfurt/Oder (A182) | Frankfurt (Oder) |  |  | 191 |  | 0 | 1253.8 | 0 | 1012.6 | 0 | 161.55 | 139.3 | 0.381 | [7 empty] | 1.(c) | Stadtwerke Frankfurt (Oder) GmbH | Stadtwerke Frankfurt (Oder) GmbH | 46316 | Am Hohem Feld Nr. | 4 | Frankfurt (Oder) | 15232 | 141 | 0 | 0 | 180 | m
DE | 2012 | DE246 | 2012DE246 | 2012-246 | 246 | HW Frankfurt/Oder Nord (A183) | Frankfurt (Oder) |  |  | 135 |  | 0 | 0 | 9.78 | 124.5 | 0 | 0.18 | 1.598 | 0.005
DE | 2012 | DE247 | 2012DE247 | 2012-247 | 247 | IKW Brikett-Wachtberg (A192) | Frechen |  |  | 399 |  | 0 | 7771.6 | 7.617 | 0 | 0 | 386.2 | 478.8 | 12.8
DE | 2012 | DE248 | 2012DE248 | 2012-248 | 248 | HKW Freiberg (A193) | Freiberg |  |  | 81 |  | 0 | 0 | 2.31 | 506.69 | 0 | 1.4 | 20.2 | 0.3
DE | 2012 | DE249 | 2012DE249 | 2012-249 | 249 | HKW Uni-Freiburg (A194) | Freiburg |  |  | 175 |  | 144.76 | 0 | 9.12 | 1229.39 | 0 | 2.146 | 64.623 | 0.139
DE | 2012 | DE250 | 2012DE250 | 2012-250 | 250 | HKW Freiburg (A195) | Freiburg |  |  | 200 |  | 0 | 0 | 0 | 3094.343 | 0 | 0 | 85.735 | 0
DE | 2012 | DE251 | 2012DE251 | 2012-251 | 251 | Erdgasverdichter Friedeburg I (A196) | Friedeburg |  |  | 61 |  | 0 | 0 | 0 | 261.848 | 0 | 0.11 | 38.03 | 0.017
DE | 2012 | DE252 | 2012DE252 | 2012-252 | 252 | Erdgasspeicher Etzel (A670) | Friedeburg |  |  | 65 |  | 0 | 0 | 0 | 7.2 | 0 | 0.002 | 1.04 | 0
DE | 2012 | DE253 | 2012DE253 | 2012-253 | 253 | IKW Papier-Fulda (A198) | Fulda |  |  | 146 |  | 0 | 0 | 0 | 3192.42 | 110.46 | 2.222 | 246.772 | 0.295 | [7 empty] | 6.(b) | Papierfabrik A. Jass GmbH & Co.KG | Papierfabrik A. Jass GmbH & Co.KG | 45027 | Hermann-Muth-Straße | 6 | Fulda | 36039 | 247 | 0 | 0 | 189 | n
DE | 2012 | DE254 | 2012DE254 | 2012-254 | 254 | HW Fürstenwalde (A199) | Fürstenwalde |  |  | 57 |  | 0 | 0 | 0 | 79.031 | 0 | 0.044 | 2.54 | 0.007 | [7 empty] | 2.(d) | Hawle Armaturen GmbH, 83395 Freilassing | Hawle Guss GmbH | 46335 | Saarower Chaussee | 34 | Fürstenwalde/Spree | 15517 | 0 | 0 | 0 | 0 | m
DE | 2012 | DE255 | 2012DE255 | 2012-255 | 255 | IKW Geislingen (A201) | Geislingen |  |  | 67 |  | 0 | 0 | 15.313 | 180.229 | 0 | 0.722 | 6.615 | 0.064
DE | 2012 | DE3 | 2012DE3 | 2012-3 | 3 | IKW Raff Gelsenkirchen A7 (R22) | Gelsenkirchen |  | Refineries | 52 |  | 0 | 0 | 1828 | 0 | 34 | 106.1 | 147.7 | 5
DE | 2012 | DE4 | 2012DE4 | 2012-4 | 4 | IKW Raff Gelsenkirchen (R21) | Gelsenkirchen |  | Refineries | 244 |  | 0 | 0 | 1681.3 | 0 | 3064.1 | 168.8 | 302 | 16.5
DE | 2012 | DE5 | 2012DE5 | 2012-5 | 5 | IKW Raff Gelsenkirchen A8 (R23) | Gelsenkirchen |  | Refineries | 52 |  | 0 | 0 | 766.6 | 0 | 1077.9 | 113.7 | 117.4 | 0.4
DE | 2012 | DE6 | 2012DE6 | 2012-6 | 6 | IKW Raff Gelsenkirchen Hydrocracker (R24) | Gelsenkirchen |  | Refineries | 148 |  | 0 | 0 | 498 | 0 | 2611.7 | 1163.3 | 225.2 | 8.7
DE | 2012 | DE7 | 2012DE7 | 2012-7 | 7 | IKW Raff Gelsenkirchen Horst (V0001) | Gelsenkirchen |  | Refineries | 446 |  | 0 | 0 | 431 | 0 | 9603.9 | 159.4 | 348.6 | 3.8 | [7 empty] | 1.(a) | RUHR OEL GMBH | Ruhr Oel GmbH Werk Horst | 44246 | Johannastrasse | 2-8 | Gelsenkirchen | 45899 | 769 | 1750 | 0 | 990 | m
DE | 2012 | DE8 | 2012DE8 | 2012-8 | 8 | IKW Raff Gelsenkirchen Olefin IV (R26) | Gelsenkirchen |  | Refineries | 555 |  | 0 | 0 | 0 | 0 | 13216.5 | 9.5 | 173.3 | 6.1 | [7 empty] | 4.(a).(viii) | Sabic Polyolefine GmbH | Sabic Polyolefine GmbH | 44310 | Pawiker Straße | 30 | Gelsenkirchen | 45896 | 0 | 0 | 0 | 0 | m
DE | 2012 | DE9 | 2012DE9 | 2012-9 | 9 | IKW Raff Gelsenkirchen Olefin 3 (R25) | Gelsenkirchen |  | Refineries | 494 |  | 0 | 0 | 0 | 0 | 12574.8 | 4.6 | 185.1 | 6.5 | [7 empty] | 4.(a).(viii) | Sabic Polyolefine GmbH | Sabic Polyolefine GmbH | 44310 | Pawiker Straße | 30 | Gelsenkirchen | 45896 | 0 | 0 | 0 | 0 | m
DE | 2012 | DE256 | 2012DE256 | 2012-256 | 256 | KW Scholven (A204) | Gelsenkirchen |  |  | 6337 |  | 0 | 147340 | 231 | 0 | 0 | 4072 | 6645 | 236 | [7 empty] | 1.(a) | RUHR OEL GmbH | RUHR OEL GMBH Werk Scholven | 74041 | Pawiker Straße | 30 | Gelsenkirchen | 45896 | 1440 | 2710 | 0 | 3690 | n
DE | 2012 | DE257 | 2012DE257 | 2012-257 | 257 | HKW Gelsenkirchen Westerholt (A202) | Gelsenkirchen |  |  | 110 |  | 0 | 0 | 46 | 0 | 0 | 2.7 | 5.4 | 0.1
DE | 2012 | DE258 | 2012DE258 | 2012-258 | 258 | HW CONSOL (A203) | Gelsenkirchen |  |  | 97 |  | 0 | 0 | 42.174 | 0 | 0 | 3.96 | 1.378 | 0.001
DE | 2012 | DE259 | 2012DE259 | 2012-259 | 259 | GuD Gera (A205) | Gera |  |  | 273 |  | 0 | 0 | 0 | 2704.154 | 0 | 1.094 | 70.445 | 0.218
DE | 2012 | DE260 | 2012DE260 | 2012-260 | 260 | HW Gera (A206) | Gera |  |  | 104 |  | 0 | 0 | 8.151 | 70.56 | 0 | 0.393 | 1.41 | 0.006
DE | 2012 | DE261 | 2012DE261 | 2012-261 | 261 | Erdgasverdichter Gernsheim (A600) | Gernsheim |  |  | 148 |  | 0 | 0 | 0 | 379.4 | 0 | 0.06 | 9 | 0 | [7 empty] | 4.(a).(i) | Merck KGaA | Merck KGaA | 44845 | Mainzer Straße | 41 | Gernsheim | 64579 | 0 | 0 | 0 | 0 | m
DE | 2012 | DE262 | 2012DE262 | 2012-262 | 262 | HKW Gießen (A209) | Gießen |  |  | 152 |  | 0 | 0 | 0.307 | 830.115 | 0 | 0.44 | 29.57 | 0.084 | [7 empty] | 5.(b) | Stadtwerke Gießen AG | Verbrennung SWG TREA | 157960 | Leihgesterner Weg | 111 | Gießen, Universitätsstadt | 35392 | 0 | 0 | 0 | 0 | n
DE | 2012 | DE263 | 2012DE263 | 2012-263 | 263 | Dampfwerk Zweckel (A210) | Gladbeck |  |  | 93 |  | 0 | 0 | 1198 | 0 | 0 | 0.8 | 47 | 1.8 | [7 empty] | 1.(c) | E.ON Kraftwerke GmbH | E.ON DAMPFWERK ZWECKEL | 44291 | Frentroper Str. | 80 | Gladbeck | 45966 | 0 | 0 | 0 | 103 | n
DE | 2012 | DE264 | 2012DE264 | 2012-264 | 264 | HKW Glückstadt (A211) | Glückstadt |  |  | 166 |  | 1101.61 | 1793.49 | 2.28 | 0 | 0 | 66.39 | 179.09 | 3.31
DE | 2012 | DE265 | 2012DE265 | 2012-265 | 265 | HW Göttingen (A213) | Göttingen |  |  | 229 |  | 0 | 0 | 10.2 | 1311.51 | 0 | 0.98 | 123.1 | 0.116 | [7 empty] | 1.(c) | e.on Wärmeversorgung Göttingen GmbH | E.ON Mitte Wärme Heizkraftwerk Göttingen | 73904 | Rudolf-Diesel-Str. | 10 | Göttingen | 37075 | 123 | 0 | 0 | 0 | m
DE | 2012 | DE266 | 2012DE266 | 2012-266 | 266 | HKW Greifswald (A214) | Greifswald |  |  | 153 |  | 0 | 0 | 0.711 | 1163.074 | 0 | 0.568 | 48.163 | 0.047
DE | 2012 | DE267 | 2012DE267 | 2012-267 | 267 | IKW Grenzach-Wyhlen II (A216) | Grenzach-Wyhlen |  |  | 167 |  | 0 | 0 | 0 | 2462.159 | 0 | 0 | 76.9 | 0
DE | 2012 | DE268 | 2012DE268 | 2012-268 | 268 | KW Neurath (A219) | Grevenbroich |  |  | 11574 |  | 0 | 277201.793 | 513.42 | 0 | 0 | 5830.83 | 20678.79 | 484.09 | [7 empty] | 1.(c) | RWE Power AG Kraftwerk Neurath | RWE Power AG Kraftwerk Neurath | 43843 | Energiestraße | 375 | Grevenbroich | 41516 | 20700 | 5830 | 423 | 31200 | n
DE | 2012 | DE269 | 2012DE269 | 2012-269 | 269 | KW Frimmersdorf (A218) | Grevenbroich |  |  | 5360 |  | 0 | 78029.778 | 130.953 | 0 | 0 | 2480.397 | 5749.132 | 180.466 | [7 empty] | 1.(c) | RWE Power AG Kraftwerk Frimmersdorf | RWE Power AG Kraftwerk Frimmersdorf | 43783 | Energiestraße | - | Grevenbroich | 41516 | 5750 | 2480 | 175 | 9040 | n
DE | 2012 | DE270 | 2012DE270 | 2012-270 | 270 | Erdgasverdichter Epe (A221) | Gronau |  |  | 56 |  | 0 | 0 | 0 | 416.5 | 0 | 0.065 | 97.74 | 0
DE | 2012 | DE271 | 2012DE271 | 2012-271 | 271 | Erdgasspeicher Epe (A220) | Gronau |  |  | 64 |  | 0 | 0 | 0 | 63 | 0 | 0.01 | 2.91 | 0 | [7 empty] | 1.(c) | E.ON Gas Storage GmbH | E.ON Gas Storage GmbH Erdgaskavernenspeicher Epe | 44490 | Amtsvenn | 25 | Gronau | 48599 | 101 | 0 | 0 | 0 | n
DE | 2012 | DE272 | 2012DE272 | 2012-272 | 272 | IKW Großenkneten (A222) | Großenkneten |  |  | 264 |  | 0 | 0 | 0 | 0 | 3033.81 | 1.504 | 107.52 | 0.2
DE | 2012 | DE273 | 2012DE273 | 2012-273 | 273 | KW Großkayna (A223) | Großkayna |  |  | 447 |  | 0 | 0 | 154.992 | 0 | 0 | 7.277 | 23.304 | 0.065 | [7 empty] | 7.(a).(ii) | SAZA GmbH Großkayna | SAZA GmbH Großkayna | 110479 | Naumburger Str. | 87 | Großkayna | 06242 | 0 | 0 | 0 | 0 | m
DE | 2012 | DE274 | 2012DE274 | 2012-274 | 274 | KW Staudinger (A224) | Großkrotzenburg |  |  | 4542 |  | 26.462 | 37209.161 | 169.795 | 1862.875 | 0.014 | 871.046 | 2399.408 | 86.834 | [7 empty] | 1.(c) | E.ON Kraftwerke GmbH | E.ON Kraftwerk Staudinger | 44894 | Hanauer Landstraße | 150 | Großkrotzenburg | 63538 | 2400 | 871 | 95.7 | 3640 | m
DE | 2012 | DE275 | 2012DE275 | 2012-275 | 275 | KW Ingolstadt (A225) | Großmehring |  |  | 2014 |  | 0 | 0 | 11821.233 | 0 | 0 | 78.535 | 365.739 | 19.256 | [7 empty] | 1.(c) | E.ON Kraftwerke GmbH | E.ON Kraftwerke GmbH, Kraftwerk Ingolstadt | 45677 | Bayernwerkstr. | 30 | Großmehring | 85098 | 377 | 0 | 0 | 938 | n
DE | 2012 | DE276 | 2012DE276 | 2012-276 | 276 | Erdgasverdichter Gstadt (A226) | Gstadt |  |  | 66 |  | 0 | 0 | 0 | 293.9 | 0 | 0.046 | 12 | 0
DE | 2012 | DE277 | 2012DE277 | 2012-277 | 277 | HKW Guben (A227) | Guben |  |  | 67 |  | 0 | 0 | 1.607 | 552.002 | 0 | 0.296 | 18.848 | 0.047
DE | 2012 | DE278 | 2012DE278 | 2012-278 | 278 | IHKW Gütersloh (A229) | Gütersloh |  |  | 70 |  | 0 | 0 | 0 | 1334.286 | 0 | 0.619 | 28.452 | 0.097
DE | 2012 | DE279 | 2012DE279 | 2012-279 | 279 | IKW Hagen Kabel (A230) | Hagen |  |  | 755 |  | 0 | 0 | 8 | 2737.505 | 0 | 0.116 | 73.652 | 0.104
DE | 2012 | DE280 | 2012DE280 | 2012-280 | 280 | GuD Halle Dieselstraße (A578) | Halle |  |  | 282 |  | 0 | 0 | 0 | 3085.982 | 0 | 1.301 | 35.803 | 0.205
DE | 2012 | DE281 | 2012DE281 | 2012-281 | 281 | HKW Halle Trotha (A232) | Halle |  |  | 175 |  | 0 | 0 | 0 | 2192.68 | 0 | 0.998 | 11.831 | 0.157 | [7 empty] | 1.(c) | Heizkraftwerk Halle-Trotha GmbH | Heizkraftwerk Halle-Trotha | 74833 | Brachwitzer Straße 21 | - | Halle (Saale) | 06118 | 0 | 0 | 0 | 134 | n
DE | 2012 | DE282 | 2012DE282 | 2012-282 | 282 | HW Halle Dieselstraße (A231) | Halle |  |  | 324 |  | 0 | 0 | 0 | 280.845 | 0 | 0.093 | 6.263 | 0.007 | [7 empty] | 1.(c) | Heizkraftwerk Halle-Trotha GmbH | Heizkraftwerk Halle-Dieselstraße | 74877 | Dieselstraße 141 | - | Halle (Saale) | 06130 | 0 | 0 | 0 | 173 | n
DE | 2012 | DE10 | 2012DE10 | 2012-10 | 10 | IKW Raff Shell GT (R10) | Hamburg |  | Refineries | 198 |  | 0 | 0 | 405.77 | 0 | 2540.54 | 7.65 | 174.12 | 0.23 | [7 empty] | 1.(a) | Shell Deutschland Oil GmbH | Shell Deutschland Oil GmbH SDO Raffinerie Harburg | 54392 | Hohe-Schaar-Straße | 34 | Hamburg | 21107 | 536 | 571 | 0 | 852 | n
DE | 2012 | DE11 | 2012DE11 | 2012-11 | 11 | IKW Raff Shell Platformer (R9) | Hamburg |  | Refineries | 81 |  | 0 | 0 | 0 | 0 | 1692.33 | 4.273 | 62.916 | 0.057 | [7 empty] | 1.(a) | Shell Deutschland Oil GmbH | Shell Deutschland Oil GmbH SDO Raffinerie Harburg | 54392 | Hohe-Schaar-Straße | 34 | Hamburg | 21107 | 536 | 571 | 0 | 852 | n
DE | 2012 | DE12 | 2012DE12 | 2012-12 | 12 | IKW Raff Holborn Dampferzeuger (R6) | Hamburg |  | Refineries | 120 |  | 0 | 0 | 0 | 0 | 1488.65 | 3.34 | 74.1 | 0.371 | [7 empty] | 1.(a) | Holborn Europa Raffinerie GmbH | Holborn Europa Raffinerie GmbH | 43203 | Moorburger Straße | 16 | Hamburg | 21079 | 259 | 401 | 0 | 751 | n
DE | 2012 | DE13 | 2012DE13 | 2012-13 | 13 | IKW Raff Holborn Prozeß (R7) | Hamburg |  | Refineries | 256 |  | 0 | 0 | 0 | 0 | 6060.81 | 31.48 | 67.72 | 1.4 | [7 empty] | 1.(a) | Holborn Europa Raffinerie GmbH | Holborn Europa Raffinerie GmbH | 43203 | Moorburger Straße | 16 | Hamburg | 21079 | 259 | 401 | 0 | 751 | n
DE | 2012 | DE14 | 2012DE14 | 2012-14 | 14 | IKW Raff Holborn Reaktor (R5) | Hamburg |  | Refineries | 70 |  | 0 | 0 | 0 | 0 | 490.98 | 4 | 27.8 | 0.3 | [7 empty] | 1.(a) | Holborn Europa Raffinerie GmbH | Holborn Europa Raffinerie GmbH | 43203 | Moorburger Straße | 16 | Hamburg | 21079 | 259 | 401 | 0 | 751 | n
DE | 2012 | DE15 | 2012DE15 | 2012-15 | 15 | IKW Raff Shell CD (R8) | Hamburg |  | Refineries | 217 |  | 0 | 0 | 0 | 0 | 4768.35 | 39.167 | 124.093 | 1.402 | [7 empty] | 1.(a) | Shell Deutschland Oil GmbH | Shell Deutschland Oil GmbH SDO Raffinerie Harburg | 54392 | Hohe-Schaar-Straße | 34 | Hamburg | 21107 | 536 | 571 | 0 | 852 | n
DE | 2012 | DE283 | 2012DE283 | 2012-283 | 283 | IKW HH ADM (A233) | Hamburg |  |  | 160 |  | 0 | 0 | 0 | 3891.739 | 4.087 | 1.64 | 209.604 | 0.328 | [7 empty] | 4.(a).(ii) | ADM Hamburg Aktiengesellschaft | ADM Hamburg Aktiengesellschaft Werk Hamburg | 193642 | Nippoldstraße | 117 | Hamburg | 21107 | 210 | 0 | 0 | 220 | n
DE | 2012 | DE284 | 2012DE284 | 2012-284 | 284 | HKW Tiefstack (A240) | Hamburg |  |  | 1198 |  | 0 | 11971.882 | 57.305 | 2337.383 | 0 | 337.145 | 510.863 | 3.686 | [7 empty] | 1.(c) | Vattenfall Wärme Hamburg GmbH | Vattenfall Wärme Hamburg GmbH Kraftwerk Tiefstack | 193600 | Andreas-Meyer-Straße | 8 | Hamburg | 22113 | 512 | 341 | 0 | 1250 | n
DE | 2012 | DE285 | 2012DE285 | 2012-285 | 285 | HW HH-Hafen (A241) | Hamburg |  |  | 369 |  | 0 | 0 | 0 | 1322.496 | 0 | 0 | 30.276 | 0
DE | 2012 | DE286 | 2012DE286 | 2012-286 | 286 | IKW HH Airbus (A234) | Hamburg |  |  | 115 |  | 0 | 0 | 0 | 512.951 | 0 | 0 | 37.995 | 0 | [7 empty] | 9.(c) | Airbus Operations GmbH | Airbus Operations GmbH | 43220 | Kreetslag | 10 | Hamburg | 21129 | 0 | 0 | 0 | 0 | n
DE | 2012 | DE287 | 2012DE287 | 2012-287 | 287 | HW Mümmelmannsberg (A238) | Hamburg |  |  | 75 |  | 0 | 0 | 0 | 298.302 | 0 | 0.126 | 10.676 | 0.025
DE | 2012 | DE288 | 2012DE288 | 2012-288 | 288 | FHW Lohbrügge Nord (A242) | Hamburg |  |  | 68 |  | 0 | 0 | 0.024 | 115.432 | 0 | 0.054 | 4.416 | 0.01
DE | 2012 | DE289 | 2012DE289 | 2012-289 | 289 | IKW Hameln (A243) | Hameln |  |  | 121 |  | 0 | 0 | 6.185 | 36.5 | 0 | 0.249 | 1.497 | 0.012
DE | 2012 | DE290 | 2012DE290 | 2012-290 | 290 | GuD Hamm (A592) | Hamm |  |  | 1486 |  | 0 | 0 | 0 | 24917.73 | 0 | 10.5 | 733.71 | 2.1
DE | 2012 | DE291 | 2012DE291 | 2012-291 | 291 | IKW Hamm (A244) | Hamm |  |  | 119 |  | 0 | 0 | 0 | 877.989 | 0 | 0.44 | 31.449 | 0.024
DE | 2012 | DE292 | 2012DE292 | 2012-292 | 292 | IKW Chemie Hanau-Wolfgang (A247) | Hanau |  |  | 95 |  | 0 | 0 | 2.14 | 193.8 | 0 | 0.22 | 6.1 | 0.028 | [7 empty] | 4.(b).(v) | Evonik Degussa GmbH | Evonik Degussa GmbH, Hanau-Wolfgang | 44876 | Rodenbacher Chaussee | 4 | Hanau | 63457 | 0 | 0 | 0 | 0 | m
DE | 2012 | DE293 | 2012DE293 | 2012-293 | 293 | GuD Hannover Linden (A248) | Hannover |  |  | 485 |  | 0 | 0 | 0 | 2522 | 0 | 2.3 | 50.1 | 0.4 | [7 empty] | 1.(c) | Gemeinschaftskraftwerk Hannover-Lin den GmbH | Gemeinschaftskraftwerk Hannover-Lin den GmbH | 43426 | Spinnereistr. | 9 | Hannover | 30451 | 0 | 0 | 0 | 137 | n
DE | 2012 | DE294 | 2012DE294 | 2012-294 | 294 | KW Hannover Herrenhausen (A250) | Hannover |  |  | 287 |  | 0 | 0 | 0 | 851 | 0 | 0.8 | 18.2 | 0.3
DE | 2012 | DE295 | 2012DE295 | 2012-295 | 295 | KW Hannover (A249) | Hannover |  |  | 808 |  | 0 | 18925 | 35 | 353 | 0 | 1221 | 1035 | 18
DE | 2012 | DE296 | 2012DE296 | 2012-296 | 296 | HKW Hannover Linden (A609) | Hannover |  |  | 210 |  | 0 | 0 | 2 | 89 | 0 | 0.2 | 2.2 | 0.1 | [7 empty] | 1.(c) | Gemeinschaftskraftwerk Hannover-Lin den GmbH | Gemeinschaftskraftwerk Hannover-Lin den GmbH | 43426 | Spinnereistr. | 9 | Hannover | 30451 | 0 | 0 | 0 | 137 | n
DE | 2012 | DE297 | 2012DE297 | 2012-297 | 297 | IKW Hannover (A251) | Hannover |  |  | 105 |  | 0 | 0 | 0.54 | 0 | 0 | 0.1 | 0.023 | 0.001
DE | 2012 | DE298 | 2012DE298 | 2012-298 | 298 | KW Hausham (A252) | Hausham |  |  | 370 |  | 0 | 0 | 10.8 | 0 | 0 | 0.4 | 2.735 | 0.005
DE | 2012 | DE299 | 2012DE299 | 2012-299 | 299 | KWKK Heidelberg (A254) | Heidelberg |  |  | 192 |  | 0 | 0 | 9.63 | 1275.19 | 0 | 0 | 13.4 | 0
DE | 2012 | DE300 | 2012DE300 | 2012-300 | 300 | HW Pfaffengrund (A253) | Heidelberg |  |  | 66 |  | 0 | 0 | 14.323 | 16.815 | 0 | 0.69 | 1.298 | 0.022
DE | 2012 | DE301 | 2012DE301 | 2012-301 | 301 | HW Mitte (A255) | Heidelberg |  |  | 195 |  | 0 | 0 | 17.274 | 3.327 | 0 | 0.829 | 1.019 | 0.027
DE | 2012 | DE302 | 2012DE302 | 2012-302 | 302 | IKW Heidenheim (A256) | Heidenheim |  |  | 161 |  | 0 | 0 | 15.13 | 694.08 | 0 | 1.2 | 48.44 | 0.19
DE | 2012 | DE303 | 2012DE303 | 2012-303 | 303 | HKW Heilbronn (A257) | Heilbronn |  |  | 2808 |  | 52.63 | 35035 | 181 | 491 | 0 | 1502.1 | 2139.6 | 22.3 | [7 empty] | 1.(c) | EnBW Energie Baden-Württemberg AG | HKW Heilbronn | 2434 | Lichtenbergerstr. | 23 | Heilbronn | 74076 | 2140 | 1500 | 0 | 3360 | n
DE | 2012 | DE304 | 2012DE304 | 2012-304 | 304 | HKW Heinsberg (A259) | Heinsberg |  |  | 270 |  | 0 | 0 | 0 | 44.031 | 0 | 0.017 | 0.825 | 0
DE | 2012 | DE16 | 2012DE16 | 2012-16 | 16 | IKW Raff Hemmingstedt KW (R3) | Hemmingstedt |  | Refineries | 298 |  | 0 | 0 | 3014 | 2142 | 1909 | 1828 | 725 | 3.2 | [7 empty] | 1.(a) | Klesch Group LTD und Klesch Petroleum Holdings LTD | Raffinerie Heide GmbH | 43110 | Meldorfer Str. | 43 | Hemmingstedt | 25770 | 1150 | 2570 | 0 | 1010 | n
DE | 2012 | DE17 | 2012DE17 | 2012-17 | 17 | IKW Raff Hemmingstedt Raffination (R4) | Hemmingstedt |  | Refineries | 91 |  | 0 | 4 | 132 | 614 | 1873 | 92 | 88 | 0.5 | [7 empty] | 1.(a) | Klesch Group LTD und Klesch Petroleum Holdings LTD | Raffinerie Heide GmbH | 43110 | Meldorfer Str. | 43 | Hemmingstedt | 25770 | 1150 | 2570 | 0 | 1010 | n
DE | 2012 | DE18 | 2012DE18 | 2012-18 | 18 | IKW Raff Hemmingstedt Kohlenwasserstoff (R2) | Hemmingstedt |  | Refineries | 99 |  | 0 | 0 | 0 | 583 | 1482 | 5 | 60 | 0 | [7 empty] | 1.(a) | Klesch Group LTD und Klesch Petroleum Holdings LTD | Raffinerie Heide GmbH | 43110 | Meldorfer Str. | 43 | Hemmingstedt | 25770 | 1150 | 2570 | 0 | 1010 | n
DE | 2012 | DE19 | 2012DE19 | 2012-19 | 19 | IKW Raff Hemmingstedt Destillation (R1) | Hemmingstedt |  | Refineries | 99 |  | 0 | 0 | 595 | 464 | 1878 | 439 | 221 | 7.7 | [7 empty] | 1.(a) | Klesch Group LTD und Klesch Petroleum Holdings LTD | Raffinerie Heide GmbH | 43110 | Meldorfer Str. | 43 | Hemmingstedt | 25770 | 1150 | 2570 | 0 | 1010 | n
DE | 2012 | DE20 | 2012DE20 | 2012-20 | 20 | IKW Raff Hemmingstedt Weiterverarbeitung (R50) | Hemmingstedt |  | Refineries | 61 |  | 0 | 0 | 159 | 164 | 972 | 122 | 50 | 2 | [7 empty] | 1.(a) | Klesch Group LTD und Klesch Petroleum Holdings LTD | Raffinerie Heide GmbH | 43110 | Meldorfer Str. | 43 | Hemmingstedt | 25770 | 1150 | 2570 | 0 | 1010 | n
DE | 2012 | DE305 | 2012DE305 | 2012-305 | 305 | GT Herdecke (A581) | Herdecke |  |  | 790 |  | 0 | 0 | 0 | 5721.106 | 0 | 2.404 | 155.7 | 0.481
DE | 2012 | DE306 | 2012DE306 | 2012-306 | 306 | IKW Heringen (A260) | Heringen |  |  | 314 |  | 0 | 0 | 0 | 2390.95 | 0 | 1.03 | 77.02 | 0.42
DE | 2012 | DE307 | 2012DE307 | 2012-307 | 307 | KW Shamrock 1-4 (A262) | Herne |  |  | 574 |  | 0 | 6670 | 48 | 0 | 0 | 117 | 277 | 11 | [7 empty] | 1.(c) | E.ON Kraftwerke GmbH | E.ON Kraftwerke GmbH - Kraftwerk Shamrock - | 44697 | Kastanienallee | 1 | Herne | 44652 | 277 | 0 | 0 | 635 | n
DE | 2012 | DE308 | 2012DE308 | 2012-308 | 308 | HKW Herne (A261) | Herne |  |  | 2581 |  | 0 | 24584.569 | 27.822 | 0 | 983.791 | 1332.81 | 1508.319 | 10.464
DE | 2012 | DE309 | 2012DE309 | 2012-309 | 309 | IKW Papier-Herzberg (A264) | Herzberg |  |  | 99 |  | 0 | 7.698 | 0 | 1582.362 | 0 | 10.92 | 71.431 | 0.255 | [7 empty] | 6.(b) | Smurfit Kappa Herzberger Papierfabrik GmbH | Smurfit Kappa Herzberger Papierfabrik GmbH | 43394 | Andreasberger Str. | 1 | Herzberg | 37412 | 0 | 0 | 0 | 0 | n
DE | 2012 | DE310 | 2012DE310 | 2012-310 | 310 | KW Mehrum (A376) | Hohenhameln |  |  | 1711 |  | 1.543 | 28236.539 | 154.722 | 0 | 0 | 1882.953 | 2002.087 | 25.724 | [7 empty] | 1.(c) | Kraftwerk Mehrum GmbH | Kraftwerk Mehrum GmbH | 43260 | Triftstr. | 25 | Hohenhameln | 31249 | 2000 | 1880 | 0 | 2630 | n
DE | 2012 | DE311 | 2012DE311 | 2012-311 | 311 | BHKW Holungen (A265) | Holungen |  |  | 56 |  | 1752.923 | 0 | 2.182 | 0 | 0.001 | 0.598 | 108.591 | 1.399 | [7 empty] | 1.(c) | Stadtwerke Leipzig GmbH | Stadtwerke Leipzig GmbH BMKW Bischofferode | 47045 | Schachtstraße | 1 - 3 | Holungen | 37345 | 109 | 0 | 0 | 182 | m
DE | 2012 | DE312 | 2012DE312 | 2012-312 | 312 | IKW Papier-Hoya (A266) | Hoya |  |  | 52 |  | 0 | 0 | 0 | 1628.147 | 83.13 | 0.855 | 65.7 | 0.171 | [7 empty] | 6.(b) | Smurfit Kappa Hoya Papier und Karton GmbH | Smurfit Kappa Hoya Papier und Karton GmbH | 43439 | Von-dem-Bussche-Straße | 1 | Hoya | 27318 | 0 | 0 | 0 | 132 | n
DE | 2012 | DE313 | 2012DE313 | 2012-313 | 313 | HKW Hückelhoven (A267) | Hückelhoven |  |  | 64 |  | 660.51 | 0 | 22.49 | 0 | 0 | 33.305 | 60.573 | 0.728
DE | 2012 | DE314 | 2012DE314 | 2012-314 | 314 | GuD Hürth (A590) | Hürth |  |  | 1370 |  | 0 | 0 | 0 | 6613.6 | 0 | 1.083 | 208.71 | 0.557
DE | 2012 | DE315 | 2012DE315 | 2012-315 | 315 | KW Goldenberg (A268) | Hürth |  |  | 874 |  | 0 | 14737.343 | 18.921 | 0 | 0 | 1183.3 | 1021.4 | 14.3 | [7 empty] | 1.(c) | RWE Power AG | RWE Power AG Kraftwerk Goldenberg | 44057 | Goldenbergstr. | 2 | Hürth | 50354 | 1020 | 1180 | 0 | 1640 | n
DE | 2012 | DE316 | 2012DE316 | 2012-316 | 316 | KW Ibbenbüren (A271) | Ibbenbüren |  |  | 76 |  | 0 | 0 | 43.093 | 0 | 0 | 0.404 | 2.982 | 0.031
DE | 2012 | DE317 | 2012DE317 | 2012-317 | 317 | IKW Ibbenbüren (A270) | Ibbenbüren |  |  | 123 |  | 0 | 0 | 1.413 | 0 | 2821.529 | 0.507 | 151.227 | 1.279
DE | 2012 | DE318 | 2012DE318 | 2012-318 | 318 | Erdgasverdichter Ichtershausen (A582) | Ichtershausen |  |  | 285 |  | 0 | 0 | 0 | 294.32 | 0 | 0.16 | 12.68 | 0.03
DE | 2012 | DE319 | 2012DE319 | 2012-319 | 319 | HKW Ilmenau (A272) | Ilmenau |  |  | 82 |  | 0 | 0 | 15.253 | 171.512 | 0 | 0.811 | 6.125 | 0.038 | [7 empty] | 5.(b) | Steag New Energies GmbH | Biomasseheizkraftwerk Ilmenau GmbH | 47086 | Gewerbepark "Am Wald" | 18a | Ilmenau | 98693 | 0 | 0 | 0 | 0 | n
DE | 2012 | DE320 | 2012DE320 | 2012-320 | 320 | IKW Chemie-Ingelheim (A273) | Ingelheim |  |  | 100 |  | 1020.5 | 0 | 106.23 | 84.73 | 0 | 17.52 | 49.5 | 0.36 | [7 empty] | 4.(e) | Boehringer Ingelheim Pharma GmbH & Co. KG | Boehringer Ingelheim Pharma GmbH & Co. KG | 45143 | Binger Str. | 173 | Ingelheim am Rhein | 55218 | 0 | 0 | 0 | 116 | n
DE | 2012 | DE321 | 2012DE321 | 2012-321 | 321 | IKW Ingolstadt (A274) | Ingolstadt |  |  | 321 |  | 0 | 0 | 2.93 | 679.09 | 0 | 0.278 | 23.741 | 0.06
DE | 2012 | DE322 | 2012DE322 | 2012-322 | 322 | GuD Jena (A275) | Jena |  |  | 652 |  | 0 | 0 | 3.613 | 5378.319 | 0 | 2.59 | 170.5 | 0.473
DE | 2012 | DE323 | 2012DE323 | 2012-323 | 323 | IKW Zucker-Jülich (A276) | Jülich |  |  | 115 |  | 0 | 1804.994 | 1.577 | 0.652 | 0 | 46.16 | 77.69 | 0.08 | [7 empty] | 8.(b).(ii) | Pfeifer & Langen GmbH & Co. KG | Pfeifer & Langen GmbH & Co. KG | 44128 | Dürener Straße | 20 | Jülich | 52409 | 146 | 0 | 0 | 288 | m
DE | 2012 | DE324 | 2012DE324 | 2012-324 | 324 | HKW Kaiserslautern (A278) | Kaiserslautern |  |  | 177 |  | 0 | 901.215 | 27.628 | 1032.72 | 0 | 97.28 | 172.62 | 1.99
DE | 2012 | DE21 | 2012DE21 | 2012-21 | 21 | IKW Karlsruhe-Raffinerie I (R30) | Karlsruhe |  | Refineries | 966 |  | 0 | 0 | 2502 | 0 | 20797 | 721 | 1296 | 24 | [7 empty] | 1.(a) | Werk 1 MIRO-Mineralölraffinerie Oberrhein GmbH & Co.KG | Werk 1 MIRO-Mineralölraffinerie Oberrhein GmbH & Co.KG | 2466 | Nördliche Raffineriestr. | 1 | Karlsruhe | 76187 | 1640 | 3150 | 52 | 2100 | n
DE | 2012 | DE22 | 2012DE22 | 2012-22 | 22 | IKW Karlsruhe-Raffinerie II (R31) | Karlsruhe |  | Refineries | 594 |  | 0 | 0 | 1161 | 0 | 10510 | 285 | 551 | 5 | [7 empty] | 1.(a) | Werk 2 MIRO-Mineralölraffinerie Oberrhein GmbH & Co.KG | Werk 2 MIRO-Mineralölraffinerie Oberrhein GmbH & Co.KG | 2467 | ESSO-Str. | 1 | Karlsruhe | 76187 | 650 | 1070 | 0 | 715 | n
DE | 2012 | DE325 | 2012DE325 | 2012-325 | 325 | KW Rheinhafen (A281) | Karlsruhe |  |  | 2272 |  | 0 | 22536 | 111 | 439 | 0 | 1568.5 | 1372 | 34.4 | [7 empty] | 1.(c) | EnBW Energie Baden-Württemberg AG | Rheinhafen-Dampfkraftwerk Karlsruhe | 2469 | Fettweisstr. | 60 | Karlsruhe | 76189 | 1370 | 1570 | 0 | 2180 | n
DE | 2012 | DE326 | 2012DE326 | 2012-326 | 326 | HKW Karlsruhe-West (A279) | Karlsruhe |  |  | 412 |  | 0 | 0 | 1.358 | 320.013 | 0 | 0.148 | 7.258 | 0.034 | [7 empty] | 1.(c) | Stadtwerke Karlsruhe GmbH (HKW West) Heizkraftwerk West | Stadtwerke Karlsruhe GmbH (HKW West) Heizkraftwerk West | 74192 | Honsellstr. | 35 | Karlsruhe | 76189 | 0 | 0 | 0 | 0 | n
DE | 2012 | DE327 | 2012DE327 | 2012-327 | 327 | IKW Papier Karlsruhe (A282) | Karlsruhe |  |  | 300 |  | 0 | 0 | 0 | 174.127 | 0 | 0.004 | 6.315 | 0
DE | 2012 | DE328 | 2012DE328 | 2012-328 | 328 | HW Ahaweg (A280) | Karlsruhe |  |  | 100 |  | 0 | 0 | 0.697 | 144.649 | 0 | 0.096 | 2.82 | 0
DE | 2012 | DE329 | 2012DE329 | 2012-329 | 329 | HKW Kassel Mittelfeld (A283) | Kassel |  |  | 86 |  | 486.6 | 0 | 4.1 | 0 | 0 | 10.65 | 15.624 | 0 | [7 empty] | 1.(c) | Kasseler Fernwärme GmbH | KFW, Heizkraftwerk Mittelfeld | 44986 | Henschelplatz | 1 | Kassel, Stadt | 34127 | 0 | 0 | 0 | 0 | n
DE | 2012 | DE330 | 2012DE330 | 2012-330 | 330 | HKW Kassel (A285) | Kassel |  |  | 183 |  | 0 | 0 | 0 | 1120.7 | 0 | 0.473 | 51.525 | 0.091
DE | 2012 | DE331 | 2012DE331 | 2012-331 | 331 | HW Kassel Losse (A284) | Kassel |  |  | 93 |  | 0 | 0 | 14.11 | 76.96 | 0 | 0.4 | 4.32 | 0.02
DE | 2012 | DE332 | 2012DE332 | 2012-332 | 332 | HW Kassel (A286) | Kassel |  |  | 150 |  | 0 | 1050.42 | 0 | 8 | 0 | 55.122 | 56.015 | 0.22
DE | 2012 | DE333 | 2012DE333 | 2012-333 | 333 | IKW Papier-Kehl (A287) | Kehl |  |  | 79 |  | 0 | 0 | 0 | 178.076 | 0 | 0 | 4.17 | 0 | [7 empty] | 6.(b) | Papierfabrik August Koehler SE | Koehler Kehl GmbH | 45570 | Bremenwörtstraße | 4 | Kehl | 77694 | 0 | 0 | 0 | 0 | n
DE | 2012 | DE334 | 2012DE334 | 2012-334 | 334 | IKW Kelheim (A288) | Kelheim |  |  | 299 |  | 0 | 0 | 0 | 2303 | 0 | 0 | 63.45 | 0
DE | 2012 | DE335 | 2012DE335 | 2012-335 | 335 | HW Kempen (A620) | Kempen |  |  | 81 |  | 0 | 0 | 0.041 | 807.056 | 0 | 0.342 | 105.135 | 0.076
DE | 2012 | DE336 | 2012DE336 | 2012-336 | 336 | Erdgasverdichter Kempen (A290) | Kempen |  |  | 82 |  | 0 | 0 | 0 | 31 | 0 | 0.005 | 3.39 | 0
DE | 2012 | DE337 | 2012DE337 | 2012-337 | 337 | HKW Kiel Mitte (A291) | Kiel |  |  | 175 |  | 0 | 0 | 2.62 | 491.91 | 0 | 0.2 | 17.07 | 0.02
DE | 2012 | DE338 | 2012DE338 | 2012-338 | 338 | HW Kiel Nord (A293) | Kiel |  |  | 192 |  | 0 | 0 | 8.07 | 340.1 | 0 | 0.61 | 8.9 | 0.03
DE | 2012 | DE339 | 2012DE339 | 2012-339 | 339 | HW Kiel Ost (A294) | Kiel |  |  | 70 |  | 0 | 0 | 4.27 | 78.97 | 0 | 0.33 | 1.393 | 0.009
DE | 2012 | DE340 | 2012DE340 | 2012-340 | 340 | HKW Kiel Gemeinschaft (A292) | Kiel |  |  | 905 |  | 0 | 18961.18 | 74 | 0 | 0 | 407.49 | 1293.56 | 36.98 | [7 empty] | 1.(c) | Gemeinschaftskraftwerk Kiel GmbH GKK | Gemeinschaftskraftwerk Kiel GmbH GKK | 104959 | Hasselfelde | 40 | Kiel | 24149 | 1290 | 407 | 0 | 1850 | n
DE | 2012 | DE341 | 2012DE341 | 2012-341 | 341 | GTKW Kirchlengern (A295) | Kirchlengern |  |  | 468 |  | 0 | 0 | 16.397 | 390.487 | 0 | 0.737 | 11.991 | 0
DE | 2012 | DE342 | 2012DE342 | 2012-342 | 342 | Erdgasverdichter Kirchlinteln (A296) | Kirchlinteln |  |  | 66 |  | 0 | 0 | 0 | 53.69 | 0 | 0 | 2.832 | 0.002
DE | 2012 | DE343 | 2012DE343 | 2012-343 | 343 | IKW Klein Wanzleben (A297) | Klein Wanzleben |  |  | 179 |  | 0 | 0 | 0.028 | 2145 | 7.75 | 0.504 | 91.346 | 0.13
DE | 2012 | DE23 | 2012DE23 | 2012-23 | 23 | IKW Raff Köln F7101 (R15) | Köln |  | Refineries | 184 |  | 0 | 0 | 0 | 0 | 4314.13 | 9.46 | 247.12 | 1.1 | [7 empty] | 1.(a) | Shell Deutschland Oil GmbH Rheinland Raffinerie Werk Nord | Shell Deutschland Oil GmbH Rheinland Raffinerie Werk Nord | 44060 | Godorfer Hauptstr. | 150 | Köln | 50997 | 1210 | 223 | 0 | 1410 | n
DE | 2012 | DE24 | 2012DE24 | 2012-24 | 24 | IKW Raff Köln F3201 (R13) | Köln |  | Refineries | 235 |  | 0 | 0 | 0 | 0 | 5600.97 | 12.34 | 301.81 | 1.43 | [7 empty] | 1.(a) | Shell Deutschland Oil GmbH Rheinland Raffinerie Werk Nord | Shell Deutschland Oil GmbH Rheinland Raffinerie Werk Nord | 44060 | Godorfer Hauptstr. | 150 | Köln | 50997 | 1210 | 223 | 0 | 1410 | n
DE | 2012 | DE25 | 2012DE25 | 2012-25 | 25 | IKW Raff Köln F1 (R14) | Köln |  | Refineries | 204 |  | 0 | 0 | 0 | 0 | 4963.56 | 10.89 | 290.21 | 1.26 | [7 empty] | 1.(a) | Shell Deutschland Oil GmbH Rheinland Raffinerie Werk Nord | Shell Deutschland Oil GmbH Rheinland Raffinerie Werk Nord | 44060 | Godorfer Hauptstr. | 150 | Köln | 50997 | 1210 | 223 | 0 | 1410 | n
DE | 2012 | DE344 | 2012DE344 | 2012-344 | 344 | GuD Köln Niehl (A305) | Köln |  |  | 898 |  | 0 | 0 | 0.063 | 16437.462 | 0 | 2.027 | 529.179 | 1.436 | [7 empty] | 1.(c) | GEW Köln AG | GuD-Heizkraftwerk Niehl II | 44081 | Am Molenkopf | 3 | Köln | 50735 | 514 | 0 | 0 | 919 | n
DE | 2012 | DE345 | 2012DE345 | 2012-345 | 345 | HKW Köln Merkenich (A308) | Köln |  |  | 669 |  | 0 | 4049.299 | 0 | 3624.054 | 0 | 175.639 | 462.265 | 4.498 | [7 empty] | 1.(c) | GEW Köln AG | Heizkraftwerk Merkenich | 44130 | Merkenicher Hauptstr. | 2 | Köln | 50769 | 462 | 176 | 0 | 603 | n
DE | 2012 | DE346 | 2012DE346 | 2012-346 | 346 | IKW Köln Godorf (R12) | Köln |  |  | 570 |  | 0 | 0 | 4430.76 | 2777.55 | 1896.56 | 148.2 | 361.67 | 0.9
DE | 2012 | DE347 | 2012DE347 | 2012-347 | 347 | HKW Köln Südstadt (A306) | Köln |  |  | 329 |  | 0 | 0 | 4.29 | 1359.613 | 0 | 0.893 | 42.914 | 0.119 | [7 empty] | 1.(c) | GEW Köln AG | Heizkraftwerk Südstadt | 44028 | Zugweg | 29-31 | Köln | 50677 | 0 | 0 | 0 | 0 | n
DE | 2012 | DE348 | 2012DE348 | 2012-348 | 348 | HKW Köln Merheim (A307) | Köln |  |  | 116 |  | 0 | 0 | 3.232 | 754.841 | 0 | 0.557 | 32.091 | 0.07
DE | 2012 | DE349 | 2012DE349 | 2012-349 | 349 | Erdgasverdichter Köln (A298) | Köln |  |  | 216 |  | 0 | 0 | 0 | 155.7 | 0 | 0.025 | 55.739 | 0
DE | 2012 | DE350 | 2012DE350 | 2012-350 | 350 | HW Köln Deutz (A304) | Köln |  |  | 89 |  | 0 | 0 | 0 | 4.086 | 0 | 0.001 | 0.15 | 0
DE | 2012 | DE351 | 2012DE351 | 2012-351 | 351 | IKW Köln KW010 (A311) | Köln |  |  | 433 |  | 0 | 0 | 1398.6 | 0 | 9627.3 | 48.85 | 516.68 | 2.87
DE | 2012 | DE352 | 2012DE352 | 2012-352 | 352 | IKW Köln Cracker V (A310) | Köln |  |  | 697 |  | 0 | 0 | 0 | 0 | 16281 | 0 | 377.33 | 0
DE | 2012 | DE353 | 2012DE353 | 2012-353 | 353 | IKW Köln Feuerung (A299) | Köln |  |  | 218 |  | 0 | 0 | 0 | 0 | 3998.63 | 0 | 191.28 | 0
DE | 2012 | DE354 | 2012DE354 | 2012-354 | 354 | IKW Köln Cracker IV (A309) | Köln |  |  | 609 |  | 0 | 0 | 0 | 0 | 13726.2 | 0 | 318.45 | 0
DE | 2012 | DE355 | 2012DE355 | 2012-355 | 355 | IKW Könnern (A313) | Könnern |  |  | 149 |  | 0 | 1305.61 | 0 | 0 | 30.517 | 354.104 | 86.695 | 0.105
DE | 2012 | DE26 | 2012DE26 | 2012-26 | 26 | IKW FA Kösching (R49) | Kösching |  | Refineries | 92 |  | 0 | 0 | 0 | 1046.5 | 602.7 | 7.9 | 69.2 | 0.1
DE | 2012 | DE27 | 2012DE27 | 2012-27 | 27 | IKW Raff Kösching (R34) | Kösching |  | Refineries | 298.5 |  | 0 | 0 | 0 | 408.1 | 1866.2 | 16.6 | 80.8 | 0.2 | [7 empty] | 1.(a) | Gunvor Raffinerie Ingolstadt GmbH | Gunvor Raffinerie Ingolstadt GmbH | 45738 | Essostraße | 1 | Kösching | 85092 | 296 | 912 | 0 | 366 | n
DE | 2012 | DE356 | 2012DE356 | 2012-356 | 356 | IKW Chemie Krefeld N230 (A319) | Krefeld |  |  | 648 |  | 0 | 4487.54 | 333.22 | 5008.6 | 51.697 | 128.701 | 384.937 | 7.004
DE | 2012 | DE357 | 2012DE357 | 2012-357 | 357 | IKW Biotech Krefeld (A314) | Krefeld |  |  | 135 |  | 0 | 0 | 0 | 2512.66 | 0 | 0.485 | 57.2 | 0.172
DE | 2012 | DE358 | 2012DE358 | 2012-358 | 358 | IKW Chemie Krefeld Kessel (A316) | Krefeld |  |  | 72 |  | 0 | 0 | 0 | 1280.938 | 0 | 0.51 | 33.546 | 0.16
DE | 2012 | DE359 | 2012DE359 | 2012-359 | 359 | IKW Chemie Krefeld L57 (A318) | Krefeld |  |  | 207 |  | 0 | 2536.98 | 56.001 | 990.68 | 496.83 | 317.509 | 122.071 | 3.903
DE | 2012 | DE360 | 2012DE360 | 2012-360 | 360 | FHW Schwertstraße (A315) | Krefeld |  |  | 81 |  | 0 | 0 | 1.81 | 301.5 | 0 | 0.208 | 9.464 | 0.028
DE | 2012 | DE361 | 2012DE361 | 2012-361 | 361 | IKW Papier-Kriebstein (A320) | Kriebstein |  |  | 77 |  | 0 | 0 | 0 | 1069.01 | 0 | 0 | 95.587 | 0 | [7 empty] | 6.(b) | Kübler & Niethammer Papierfabrik Kriebstein AG | Kübler & Niethammer Papierfabrik Kriebstein AG | 74577 | Bauhofstraße | 1 | Kriebstein | 09648 | 0 | 0 | 0 | 0 | n
DE | 2012 | DE362 | 2012DE362 | 2012-362 | 362 | Erdgasverdichter Krummhörn Rysum (A322) | Krummhörn |  |  | 94 |  | 0 | 0 | 0 | 1315.997 | 0 | 0 | 66.507 | 0.035 | [7 empty] | 1.(c) | Gasunie Transport Services GmbH GDTS | GDTS - VDS Rysum | 73931 | Schomerswolder Weg | 1 | Krummhörn | 26736 | 165 | 0 | 0 | 0 | n
DE | 2012 | DE363 | 2012DE363 | 2012-363 | 363 | Erdgasverdichter Krummhörn (A321) | Krummhörn |  |  | 180 |  | 0 | 0 | 0 | 962.6 | 0 | 0.151 | 80 | 0 | [7 empty] | 1.(c) | Open Grid Europe GmbH | OGE - Krummhörn | 70342 | Grashauer Weg | - | Krummhörn | 26736 | 0 | 0 | 0 | 0 | n
DE | 2012 | DE364 | 2012DE364 | 2012-364 | 364 | IKW Ladenburg (A323) | Ladenburg |  |  | 99 |  | 0 | 0 | 0 | 336.17 | 0 | 0 | 9.052 | 0
DE | 2012 | DE365 | 2012DE365 | 2012-365 | 365 | KW Robert Frank (A324) | Landesbergen |  |  | 1388 |  | 0 | 0 | 0 | 437.5 | 0 | 0.18 | 17.3 | 0.04 | [7 empty] | 1.(c) | Statkraft Markets GmbH | Statkraft Markets GmbH Kraftwerk Robert Frank | 43436 | Hävern | 1 | Landesbergen | 31628 | 0 | 0 | 0 | 0 | n
DE | 2012 | DE366 | 2012DE366 | 2012-366 | 366 | Erdgasverdichter Lebus (A325) | Lebus |  |  | 229 |  | 0 | 0 | 0 | 3222.34 | 0 | 1.76 | 183.5 | 0.28 | [7 empty] | 1.(c) | GASCADE Gastransport GmbH | GASCADE Gastransport GmbH | 46325 | Schönfließer Str. | 15 | Lebus | 15326 | 184 | 0 | 0 | 177 | n
DE | 2012 | DE367 | 2012DE367 | 2012-367 | 367 | HKW Leipzig (A326) | Leipzig |  |  | 541 |  | 0 | 0 | 5.453 | 5744.051 | 0 | 2.662 | 69.926 | 0.492
DE | 2012 | DE368 | 2012DE368 | 2012-368 | 368 | HW Leipzig Nordost (A328) | Leipzig |  |  | 55 |  | 0 | 0 | 0 | 52.689 | 0 | 0.022 | 1.369 | 0.004
DE | 2012 | DE369 | 2012DE369 | 2012-369 | 369 | Energiezentrale Papier-Scheufelen (A330) | Lenningen |  |  | 84 |  | 0 | 0 | 0 | 1486 | 0 | 0.712 | 50.474 | 0.142 | [7 empty] | 6.(b) | Scheufelen GmbH+Co.KG | Scheufelen GmbH+Co.KG | 45306 | Adolf-Scheufelen-Str. | 26 | Lenningen | 73252 | 0 | 0 | 0 | 0 | n
DE | 2012 | DE370 | 2012DE370 | 2012-370 | 370 | IKW Leuna Abhitze (A331) | Leuna |  |  | 554 |  | 0 | 0 | 0.06 | 4672.63 | 0 | 1.963 | 228.522 | 0.392
DE | 2012 | DE371 | 2012DE371 | 2012-371 | 371 | IKW Leuna Besicherung (A332) | Leuna |  |  | 190 |  | 0 | 0 | 0 | 3162.04 | 0 | 1.264 | 34.051 | 0.566
DE | 2012 | DE372 | 2012DE372 | 2012-372 | 372 | IKW Leuna (R45) | Leuna |  |  | 520 |  | 0 | 0 | 10589.239 | 0 | 411.563 | 538.835 | 389.864 | 25.269
DE | 2012 | DE373 | 2012DE373 | 2012-373 | 373 | IKW Leverkusen G (A333) | Leverkusen |  |  | 765 |  | 0 | 6688 | 0 | 4853 | 88.7 | 579.9 | 246 | 7.8
DE | 2012 | DE374 | 2012DE374 | 2012-374 | 374 | IKW Leverkusen X (A335) | Leverkusen |  |  | 215 |  | 0 | 0 | 0 | 1904 | 0 | 0.9 | 204.2 | 0.15
DE | 2012 | DE375 | 2012DE375 | 2012-375 | 375 | HW Leverkusen (A334) | Leverkusen |  |  | 61 |  | 0 | 0 | 0 | 79.95 | 0 | 0.033 | 2.86 | 0.003
DE | 2012 | DE28 | 2012DE28 | 2012-28 | 28 | IKW Raff Emsland-4 (R54) | Lingen |  | Refineries | 216 |  | 0 | 0 | 0 | 3302.244 | 437.316 | 1 | 248 | 8 | [7 empty] | 1.(a) | BP Europa SE Erdöl-Raffinerie Emsland | BP Europa SE Erdöl-Raffinerie Emsland | 43600 | Raffineriestraße | 1 | Lingen | 49808 | 0 | 1640 | 0 | 1150 | n
DE | 2012 | DE29 | 2012DE29 | 2012-29 | 29 | IKW Raff Emsland-2 (R52) | Lingen |  | Refineries | 266 |  | 0 | 1026.878 | 0 | 578.138 | 3554.844 | 1046 | 349 | 16 | [7 empty] | 1.(a) | BP Europa SE Erdöl-Raffinerie Emsland | BP Europa SE Erdöl-Raffinerie Emsland | 43600 | Raffineriestraße | 1 | Lingen | 49808 | 0 | 1640 | 0 | 1150 | n
DE | 2012 | DE30 | 2012DE30 | 2012-30 | 30 | IKW Raff Emsland-3 (R53) | Lingen |  | Refineries | 84 |  | 0 | 0 | 24.855 | 0 | 577.958 | 16 | 42 | 1 | [7 empty] | 1.(a) | BP Europa SE Erdöl-Raffinerie Emsland | BP Europa SE Erdöl-Raffinerie Emsland | 43600 | Raffineriestraße | 1 | Lingen | 49808 | 0 | 1640 | 0 | 1150 | n
DE | 2012 | DE31 | 2012DE31 | 2012-31 | 31 | IKW Raff Emsland-1 (R51) | Lingen |  | Refineries | 277 |  | 0 | 0 | 0 | 0 | 6288.968 | 213 | 288 | 6 | [7 empty] | 1.(a) | BP Europa SE Erdöl-Raffinerie Emsland | BP Europa SE Erdöl-Raffinerie Emsland | 43600 | Raffineriestraße | 1 | Lingen | 49808 | 0 | 1640 | 0 | 1150 | n
DE | 2012 | DE376 | 2012DE376 | 2012-376 | 376 | KW Lingen (A336) | Lingen |  |  | 3854 |  | 0 | 0 | 0 | 16620 | 0 | 0.897 | 422.764 | 0.967
DE | 2012 | DE377 | 2012DE377 | 2012-377 | 377 | FA Pipeline Lubmin (A618) | Lubmin |  |  | 533 |  | 0 | 0 | 0 | 255.25 | 0 | 0.14 | 11.86 | 0.022 | [7 empty] | 1.(c) | OPAL NEL TRANSPORT GmbH | OPAL NEL TRANSPORT GmbH | 189412 | Am EWN Kraftwerk | 1 | Lubmin | 17509 | 0 | 0 | 0 | 0 | m
DE | 2012 | DE378 | 2012DE378 | 2012-378 | 378 | Erdgasverdichter Lubmin (A617) | Lubmin |  |  | 380 |  | 0 | 0 | 0 | 0 | 0 | 0 | 0 | 0 | still under construction | [6 empty] | 1.(c) | OPAL NEL TRANSPORT GmbH | OPAL NEL TRANSPORT GmbH | 189412 | Am EWN Kraftwerk | 1 | Lubmin | 17509 | 0 | 0 | 0 | 0 | m
DE | 2012 | DE379 | 2012DE379 | 2012-379 | 379 | HW Ludwigsfelde (A338) | Ludwigsfelde |  |  | 101 |  | 0 | 0 | 0.661 | 239.1 | 0 | 0.047 | 6.251 | 0.007 | [7 empty] | 9.(c) | Mercedes-Benz Ludwigsfelde GmbH | Mercedes-Benz Ludwigsfelde GmbH | 189390 | Zum Industriepark | 10 | Ludwigsfelde | 14974 | 0 | 0 | 0 | 0 | m
DE | 2012 | DE380 | 2012DE380 | 2012-380 | 380 | IKW Chemie Ludwigshafen GuD800 (A345) | Ludwigshafen |  |  | 1400 |  | 0 | 0 | 0 | 27234 | 0 | 11.07 | 636.37 | 2.21
DE | 2012 | DE381 | 2012DE381 | 2012-381 | 381 | IKW Chemie Ludwigshafen GuD211 (A350) | Ludwigshafen |  |  | 1000 |  | 0 | 0 | 0 | 21645 | 0 | 8.83 | 890.37 | 1.77
DE | 2012 | DE382 | 2012DE382 | 2012-382 | 382 | IKW Chemie Ludwigshafen Ammoniak4 (A340) | Ludwigshafen |  |  | 140 |  | 0 | 0 | 0 | 3349 | 1096 | 0.19 | 244.46 | 0
DE | 2012 | DE383 | 2012DE383 | 2012-383 | 383 | IKW Chemie Ludwigshafen Ammoniak3 (A339) | Ludwigshafen |  |  | 190 |  | 0 | 0 | 0 | 3295 | 1527 | 0.07 | 190.31 | 0
DE | 2012 | DE384 | 2012DE384 | 2012-384 | 384 | IKW Chemie Ludwigshafen Nord (A344) | Ludwigshafen |  |  | 368 |  | 0 | 0 | 1718 | 1337 | 3399 | 9.32 | 196.67 | 7.36
DE | 2012 | DE385 | 2012DE385 | 2012-385 | 385 | IKW Ludwigshafen MVV (A349) | Ludwigshafen |  |  | 56 |  | 0 | 0 | 0 | 615.666 | 0 | 0.387 | 44.083 | 0.357
DE | 2012 | DE386 | 2012DE386 | 2012-386 | 386 | IKW Chemie Ludwigshafen Cracker I (A346) | Ludwigshafen |  |  | 248 |  | 0 | 0 | 0 | 482 | 4854 | 0.003 | 166.24 | 0.31
DE | 2012 | DE387 | 2012DE387 | 2012-387 | 387 | IKW Chemie Ludwigshafen Wasserstoff (A615) | Ludwigshafen |  |  | 100 |  | 0 | 0 | 0 | 407 | 1484 | 0 | 22.06 | 0
DE | 2012 | DE388 | 2012DE388 | 2012-388 | 388 | HKW Ludwigshafen (A351) | Ludwigshafen |  |  | 91 |  | 0 | 0 | 1.56 | 208.52 | 0 | 0.157 | 8.262 | 0.019
DE | 2012 | DE389 | 2012DE389 | 2012-389 | 389 | IKW Chemie Ludwigshafen Styrol (A348) | Ludwigshafen |  |  | 62 |  | 0 | 0 | 0 | 145 | 1103 | 0 | 32.83 | 0
DE | 2012 | DE390 | 2012DE390 | 2012-390 | 390 | IKW Chemie Ludwigshafen GT855 (A342) | Ludwigshafen |  |  | 119 |  | 0 | 0 | 0 | 11 | 0 | 0.005 | 1.46 | 0.001
DE | 2012 | DE391 | 2012DE391 | 2012-391 | 391 | IKW Chemie Ludwigshafen Mitte (A343) | Ludwigshafen |  |  | 660 |  | 0 | 0 | 642 | 0 | 0 | 29.31 | 35.25 | 0.01
DE | 2012 | DE392 | 2012DE392 | 2012-392 | 392 | IKW Chemie Ludwigshafen Cracker II (A347) | Ludwigshafen |  |  | 440 |  | 0 | 0 | 0 | 0 | 9546 | 1.35 | 222.17 | 7.56
DE | 2012 | DE393 | 2012DE393 | 2012-393 | 393 | IKW Chemie Ludwigshafen Dampf (A341) | Ludwigshafen |  |  | 181 |  | 0 | 0 | 0 | 0 | 3160 | 0.48 | 127.23 | 0
DE | 2012 | DE394 | 2012DE394 | 2012-394 | 394 | KW Lünen (A352) | Lünen |  |  | 1313 |  | 53.358 | 15287.36 | 109.443 | 7.742 | 1.78 | 952.029 | 914.637 | 23.542
DE | 2012 | DE395 | 2012DE395 | 2012-395 | 395 | KW Lünen Stummhafen (A662) | Lünen |  |  | 1705 |  | 0 | 275.62 | 398.78 | 0 | 0 | 2.098 | 9.89 | 0.035
DE | 2012 | DE396 | 2012DE396 | 2012-396 | 396 | HW Rothensee (A357) | Magdeburg |  |  | 208 |  | 0 | 0 | 5.51 | 43.9 | 0 | 0.097 | 1.457 | 0.046 | [7 empty] | 5.(b) | MHKW Müllheizkraftwerk Rothensee GmbH | MHKW Müllheizkraftwerk Rothensee GmbH | 46905 | Kraftwerk-Privatweg | 7 | Magdeburg | 39126 | 479 | 0 | 0 | 300 | n
DE | 2012 | DE397 | 2012DE397 | 2012-397 | 397 | HW Magdeburg Mitte (A356) | Magdeburg |  |  | 104 |  | 0 | 0 | 0 | 1.92 | 0 | 0.001 | 0.049 | 0.001
DE | 2012 | DE398 | 2012DE398 | 2012-398 | 398 | HKW Mainz (A360) | Mainz |  |  | 2272 |  | 0 | 0 | 0.088 | 19250.191 | 0 | 8.14 | 623.349 | 1.627
DE | 2012 | DE399 | 2012DE399 | 2012-399 | 399 | HW Mainz-Lerchenberg (A358) | Mainz |  |  | 83 |  | 0 | 0 | 0.685 | 176.599 | 0 | 0.138 | 6.812 | 0.017
DE | 2012 | DE400 | 2012DE400 | 2012-400 | 400 | HW Uni-Mainz (A359) | Mainz |  |  | 115 |  | 0 | 0 | 2.35 | 4.32 | 0 | 0.105 | 0.225 | 0.004
DE | 2012 | DE401 | 2012DE401 | 2012-401 | 401 | IKW Papier-Mannheim (A366) | Mannheim |  |  | 299 |  | 3548.2 | 0 | 47.16 | 2177.7 | 53 | 276.5 | 575.4 | 59
DE | 2012 | DE402 | 2012DE402 | 2012-402 | 402 | KW Pharma-Mannheim (A364) | Mannheim |  |  | 89 |  | 0 | 0 | 1.742 | 753.286 | 0 | 0.321 | 26.151 | 0.13
DE | 2012 | DE403 | 2012DE403 | 2012-403 | 403 | KW Mannheim (A361) | Mannheim |  |  | 3953 |  | 0 | 63653.63 | 386.01 | 208.02 | 0 | 1962.3 | 3190.3 | 101.2
DE | 2012 | DE404 | 2012DE404 | 2012-404 | 404 | HKW Mannheim (A365) | Mannheim |  |  | 216 |  | 0 | 0 | 0 | 6.153 | 0 | 0.005 | 0.171 | 0
DE | 2012 | DE405 | 2012DE405 | 2012-405 | 405 | HW Nord Luzenberg (A362) | Mannheim |  |  | 75 |  | 0 | 0 | 3.352 | 0 | 0 | 0.314 | 0.176 | 0.006
DE | 2012 | DE406 | 2012DE406 | 2012-406 | 406 | HW Vogelstang (A363) | Mannheim |  |  | 146 |  | 0 | 0 | 1.677 | 0 | 0 | 0.157 | 0.117 | 0.003
DE | 2012 | DE407 | 2012DE407 | 2012-407 | 407 | HKW Marbach (A367) | Marbach |  |  | 1259 |  | 0 | 0 | 141 | 0 | 0 | 6.6 | 9.7 | 0.2 | [7 empty] | 1.(c) | EnBW Energie Baden-Württemberg AG | KW Marbach | 45296 | Thomas-Alva-Edison-Ring | 6 | Marbach am Neckar | 71672 | 0 | 0 | 0 | 0 | n
DE | 2012 | DE408 | 2012DE408 | 2012-408 | 408 | HW Kulkwitz (A327) | Markranstädt |  |  | 276 |  | 0 | 0 | 0 | 7.352 | 0 | 0.003 | 0.009 | 0.001 | [7 empty] | 2.(f) | Hydraulik Markranstädt GmbH | Hydraulik Markranstädt GmbH | 74745 | Nordstraße | 8 | Markranstädt | 04420 | 0 | 0 | 0 | 0 | m
DE | 2012 | DE409 | 2012DE409 | 2012-409 | 409 | IKW Chemie Marl III-2 (A373) | Marl |  |  | 437 |  | 0 | 0 | 0 | 954.37 | 0 | 0.028 | 105.195 | 0.114
DE | 2012 | DE410 | 2012DE410 | 2012-410 | 410 | IKW Chemie Marl III-1 (A372) | Marl |  |  | 437 |  | 0 | 0 | 0 | 358.97 | 0 | 0.013 | 21.347 | 0.303
DE | 2012 | DE411 | 2012DE411 | 2012-411 | 411 | IKW Chemie Marl I-5 (A370) | Marl |  |  | 375 |  | 0 | 10050.02 | 763 | 294.98 | 65.01 | 309.26 | 805.825 | 14.449
DE | 2012 | DE412 | 2012DE412 | 2012-412 | 412 | IKW Chemie Marl I-4 (A369) | Marl |  |  | 320 |  | 0 | 7678.39 | 458.48 | 186.03 | 3.29 | 358.439 | 737.436 | 33.554
DE | 2012 | DE413 | 2012DE413 | 2012-413 | 413 | IKW Chemie Marl II (A371) | Marl |  |  | 226 |  | 0 | 4925.22 | 0 | 141.36 | 0 | 509.916 | 305.6 | 12.916
DE | 2012 | DE414 | 2012DE414 | 2012-414 | 414 | FWKW Marl (A374) | Marl |  |  | 114 |  | 0 | 0 | 55 | 0 | 0 | 4 | 3 | 0.036
DE | 2012 | DE415 | 2012DE415 | 2012-415 | 415 | IKW Papier-Mayen (A375) | Mayen |  |  | 199 |  | 119.8 | 356.4 | 0 | 3592.1 | 0 | 13.7 | 227.1 | 0.07 | [7 empty] | 6.(b) | Tecnokarton GmbH & Co. KG | Tecnokarton GmbH & Co. KG | 157969 | Polcher Str. | 113 | Mayen | 56727 | 0 | 0 | 0 | 0 | m
DE | 2012 | DE416 | 2012DE416 | 2012-416 | 416 | HKW Meißen (A377) | Meissen |  |  | 57 |  | 0 | 0 | 9.218 | 173.95 | 0 | 0.721 | 16.232 | 0.029
DE | 2012 | DE417 | 2012DE417 | 2012-417 | 417 | HW Minden (A380) | Minden |  |  | 61 |  | 0 | 0 | 0.006 | 432.241 | 0 | 0 | 16.115 | 0
DE | 2012 | DE418 | 2012DE418 | 2012-418 | 418 | Erdgasverdichter Mittelbrunn II (A382) | Mittelbrunn |  |  | 156 |  | 0 | 0 | 0 | 407.7 | 0 | 0.064 | 79.44 | 0
DE | 2012 | DE419 | 2012DE419 | 2012-419 | 419 | Erdgasverdichter Mittelbrunn I (A381) | Mittelbrunn |  |  | 142 |  | 0 | 0 | 0 | 60.2 | 0 | 0.009 | 3.25 | 0
DE | 2012 | DE420 | 2012DE420 | 2012-420 | 420 | IKW Moers (A384) | Moers |  |  | 199 |  | 0 | 0 | 2.517 | 1672.872 | 166.84 | 2.54 | 41.2 | 0.09
DE | 2012 | DE421 | 2012DE421 | 2012-421 | 421 | HW Moers (A383) | Moers |  |  | 86 |  | 0 | 0 | 1.65 | 17.435 | 0 | 0.141 | 0.464 | 0.003
DE | 2012 | DE422 | 2012DE422 | 2012-422 | 422 | HW Broich (A663) | Mülheim |  |  | 61 |  | 0 | 0 | 0.04 | 465.08 | 0 | 0.2 | 16.9 | 0.04
DE | 2012 | DE423 | 2012DE423 | 2012-423 | 423 | Erdgasverdichter Hügelheim (A385) | Müllheim |  |  | 90 |  | 0 | 0 | 0 | 339.5 | 0 | 0.053 | 54 | 0 | [7 empty] | 1.(c) | TENP GmbH Trans Europa Naturgas Pipeline | Gasverdichter Hügelheim TENP GmbH, Werk Hügelheim | 45481 | Ruhrgasweg | 2 | Müllheim | 79379 | 0 | 0 | 0 | 0 | n
DE | 2012 | DE424 | 2012DE424 | 2012-424 | 424 | HKW München-Süd (A389) | München |  |  | 1965 |  | 0 | 0 | 14.045 | 16512.515 | 0 | 7.574 | 526.897 | 3.129
DE | 2012 | DE425 | 2012DE425 | 2012-425 | 425 | HKW Freimann (A388) | München |  |  | 880 |  | 0 | 0 | 0 | 358.374 | 0 | 0.152 | 110.233 | 0.059 | [7 empty] | 1.(c) | SWM Services GmbH | SWM Heizkraftwerk Freimann | 45681 | Frankfurter Ring | 181 | München | 80807 | 111 | 0 | 0 | 0 | n
DE | 2012 | DE426 | 2012DE426 | 2012-426 | 426 | IKW München-MAN (A390) | München |  |  | 60 |  | 0 | 0 | 0.411 | 256.12 | 0 | 0 | 11.046 | 0 | [7 empty] | 9.(c) | MAN Truck & Bus AG | MAN Truck & Bus AG Werk München | 72490 | Dachauer Straße | 667 | München | 80995 | 0 | 0 | 0 | 0 | n
DE | 2012 | DE427 | 2012DE427 | 2012-427 | 427 | IKW München-MTU (A391) | München |  |  | 65 |  | 0 | 0 | 0.45 | 211.879 | 0 | 0 | 4.9 | 0 | [7 empty] | 2.(f) | MTU Aero Engines GmbH | MTU Aero Engines GmbH | 45710 | Dachauer Straße | 665 | München | 80995 | 0 | 0 | 0 | 0 | n
DE | 2012 | DE428 | 2012DE428 | 2012-428 | 428 | HW Perlach (A396) | München |  |  | 159 |  | 0 | 0 | 0.438 | 192.531 | 0 | 0.1 | 4.826 | 0.017
DE | 2012 | DE429 | 2012DE429 | 2012-429 | 429 | HW Theresienstraße (A387) | München |  |  | 203 |  | 0 | 0 | 0 | 130.954 | 0 | 0.055 | 2.903 | 0.011
DE | 2012 | DE430 | 2012DE430 | 2012-430 | 430 | HW Gaisbergstraße (A395) | München |  |  | 147 |  | 0 | 0 | 0.256 | 119.207 | 0 | 0.062 | 4.399 | 0.01
DE | 2012 | DE431 | 2012DE431 | 2012-431 | 431 | HW Koppstraße (A394) | München |  |  | 91 |  | 0 | 0 | 0.958 | 75.618 | 0 | 0.074 | 2.479 | 0.008
DE | 2012 | DE432 | 2012DE432 | 2012-432 | 432 | HW Kathi-Kobus-Straße (A393) | München |  |  | 74 |  | 0 | 0 | 0.163 | 56.648 | 0 | 0.031 | 1.999 | 0.005
DE | 2012 | DE433 | 2012DE433 | 2012-433 | 433 | HW München-Freiham (A755) | München |  |  | 65 |  | 0 | 0 | 0 | 7.927 | 0 | 0.003 | 0.179 | 0.001
DE | 2012 | DE434 | 2012DE434 | 2012-434 | 434 | IKW Münchsmünster (R48) | Münchsmünster |  |  | 158 |  | 0 | 0 | 450.969 | 0 | 2036.891 | 165.121 | 138.831 | 0.055
DE | 2012 | DE435 | 2012DE435 | 2012-435 | 435 | IKW Chemie Münchsmünster (R36) | Münchsmünster |  |  | 291 |  | 0 | 0 | 0 | 0 | 8081.357 | 0 | 310.755 | 0 | [7 empty] | 4.(a) | Basell Polyolefine GmbH | Basell Polyolefine GmbH | 45782 | Berghauser Weg | 50 | Münchsmünster | 85126 | 453 | 165 | 0 | 562 | m
DE | 2012 | DE436 | 2012DE436 | 2012-436 | 436 | HKW Münster Stadtwerke (A398) | Münster |  |  | 400 |  | 0 | 0 | 3.4 | 4335.9 | 0 | 1.8 | 182.5 | 0.4 | [7 empty] | 1.(c) | Stadtwerke Münster GmbH Abt. T4 | Stadtwerke Münster GmbH | 44270 | Am Mittelhafen | 11 | Münster | 48155 | 183 | 0 | 0 | 240 | n
DE | 2012 | DE437 | 2012DE437 | 2012-437 | 437 | HKW Uni-Münster (A397) | Münster |  |  | 126 |  | 0 | 0 | 1.793 | 468.438 | 0 | 0.386 | 16.93 | 0.016
DE | 2012 | DE438 | 2012DE438 | 2012-438 | 438 | Dampfkesselanlage Audi (A399) | Neckarsulm |  |  | 94 |  | 0 | 0 | 3.91 | 0 | 0 | 0.182 | 0.187 | 0.006 | [7 empty] | 2.(f) | AUDI AG | AUDI AG | 2457 | NSU-Straße | 1 | Neckarsulm | 74172 | 0 | 0 | 0 | 0 | n
DE | 2012 | DE439 | 2012DE439 | 2012-439 | 439 | HKW Neubrandenburg (A402) | Neubrandenburg |  |  | 199 |  | 0 | 0 | 0.903 | 2981.509 | 0 | 1.337 | 141.25 | 0.372 | [7 empty] | 1.(c) | Neubrandenburger Stadtwerke GmbH | Heizkraftwerk Neubrandenburg | 46497 | Warliner Str. | 22 | Neubrandenburg | 17034 | 141 | 0 | 0 | 168 | n
DE | 2012 | DE440 | 2012DE440 | 2012-440 | 440 | HW Neubrandenburg Nord (A403) | Neubrandenburg |  |  | 106 |  | 0 | 0 | 0 | 47.967 | 0 | 0.021 | 2.12 | 0.004
DE | 2012 | DE441 | 2012DE441 | 2012-441 | 441 | HW Neubrandenburg Süd (A404) | Neubrandenburg |  |  | 88 |  | 0 | 0 | 0.19 | 33.94 | 0 | 0.023 | 1.511 | 0.003
DE | 2012 | DE442 | 2012DE442 | 2012-442 | 442 | HKW Neumünster (A405) | Neumünster |  |  | 293 |  | 0 | 968.146 | 29.88 | 33.153 | 0 | 76.101 | 82.26 | 3.404
DE | 2012 | DE443 | 2012DE443 | 2012-443 | 443 | IKW Neuss (A406) | Neuss |  |  | 140 |  | 0 | 0 | 0 | 1982 | 0 | 0.862 | 73.24 | 0.172
DE | 2012 | DE32 | 2012DE32 | 2012-32 | 32 | IKW Raff Neustadt (R37) | Neustadt/Donau |  | Refineries | 479 |  | 0 | 0 | 0 | 13218 | 6450 | 71.2 | 509.4 | 0.021 | [7 empty] | 1.(a) | BAYERNOIL Raffineriegesellschaft mbH | BAYERNOIL Betriebsteil Neustadt | 57014 | Raffineriestr. | 100 | Neustadt a.d.Donau | 93333 | 819 | 1260 | 0 | 1300 | n
DE | 2012 | DE444 | 2012DE444 | 2012-444 | 444 | IKW Niederkassel (A407) | Niederkassel |  |  | 126.9 |  | 0 | 0 | 0 | 211 | 1.3 | 0 | 20.6 | 0
DE | 2012 | DE445 | 2012DE445 | 2012-445 | 445 | IKW Chemie-Nordenham (A408) | Nordenham |  |  | 64 |  | 0 | 0 | 0 | 1092 | 0 | 0.58 | 28.9 | 0.12
DE | 2012 | DE446 | 2012DE446 | 2012-446 | 446 | GT Nortrup (A601) | Nortrup |  |  | 66 |  | 0 | 0 | 0 | 1294.507 | 0 | 0.468 | 41.33 | 0.436
DE | 2012 | DE447 | 2012DE447 | 2012-447 | 447 | IKW Chemie-Nünchritz (A409) | Nünchritz |  |  | 119 |  | 0 | 0 | 0 | 1743 | 0 | 0.802 | 47.6 | 0.16 | [7 empty] | 4.(b).(v) | Wacker-Chemie AG | Wacker Chemie AG | 74679 | Friedrich-von-Heyden-Platz | 1 | Nünchritz | 01612 | 0 | 0 | 0 | 106 | n
DE | 2012 | DE448 | 2012DE448 | 2012-448 | 448 | HKW Nürnberg (A411) | Nürnberg |  |  | 587 |  | 0 | 0 | 5.721 | 7616.194 | 0 | 2.173 | 198.919 | 1.339
DE | 2012 | DE449 | 2012DE449 | 2012-449 | 449 | KW Franken (A416) | Nürnberg |  |  | 2310.5 |  | 0 | 0 | 175.5 | 1475.6 | 0 | 16.5 | 51.9 | 0.79 | [7 empty] | 1.(c) | E.ON Kraftwerke GmbH | E.ON Kraftwerke GmbH, Kraftwerk Franken | 45952 | Felsenstraße | 14 | Nürnberg | 90449 | 0 | 0 | 0 | 106 | n
DE | 2012 | DE450 | 2012DE450 | 2012-450 | 450 | BHKW Nürnberg (A410) | Nürnberg |  |  | 85 |  | 0 | 0 | 0 | 1074 | 0 | 0.456 | 50.3 | 0.072
DE | 2012 | DE451 | 2012DE451 | 2012-451 | 451 | HW Langwasser (A414) | Nürnberg |  |  | 145 |  | 0 | 0 | 5.5 | 116.531 | 0 | 0.161 | 2.591 | 0.018 | [7 empty] | 1.(c) | N-ERGIE Kraftwerke GmbH | Heizwerk Langwasser | 189334 | Breslauer Straße | 320 | Nürnberg | 90471 | 0 | 0 | 0 | 0 | n
DE | 2012 | DE452 | 2012DE452 | 2012-452 | 452 | HW Maxfeld (A413) | Nürnberg |  |  | 121 |  | 0 | 0 | 65.512 | 16.194 | 0 | 0.312 | 2.348 | 0.101 | [7 empty] | 1.(c) | N-ERGIE Kraftwerke GmbH | Heizwerk Maxfeld | 74292 | Ludwig-Feuerbach-Straße | 2 | Nürnberg | 90489 | 0 | 0 | 0 | 0 | n
DE | 2012 | DE453 | 2012DE453 | 2012-453 | 453 | HW Muggenhof (A412) | Nürnberg |  |  | 80 |  | 0 | 0 | 34.195 | 0 | 0 | 0.161 | 1.61 | 0.052 | [7 empty] | 1.(c) | N-ERGIE Kraftwerke GmbH | Heizwerk Muggenhof | 189335 | Fuchsstraße | 2 | Nürnberg | 90429 | 0 | 0 | 0 | 0 | n
DE | 2012 | DE454 | 2012DE454 | 2012-454 | 454 | HKW Oberhausen Danziger (A417) | Oberhausen |  |  | 284 |  | 0 | 0 | 16.58 | 814.173 | 0 | 0.244 | 27.326 | 0.015
DE | 2012 | DE455 | 2012DE455 | 2012-455 | 455 | HKW Oberhausen Friedrich (A418) | Oberhausen |  |  | 141 |  | 0 | 0 | 3.017 | 281.173 | 0 | 0.505 | 12.212 | 0.042
DE | 2012 | DE456 | 2012DE456 | 2012-456 | 456 | IKW Oberhausen (A419) | Oberhausen |  |  | 278 |  | 0 | 0 | 750.841 | 27.82 | 1528.428 | 0.734 | 239.234 | 0.859 | [7 empty] | 5.(b) | STOAG, WBD GöR, Remondis Oberhausen | GMVA Gemeinschafts-Müllverbrennungsanlage Niederrhein GmbH | 43884 | Liricher Straße | 121 | Oberhausen | 46049 | 638 | 0 | 0 | 657 | n
DE | 2012 | DE457 | 2012DE457 | 2012-457 | 457 | IKW Zucker-Obrigheim (A421) | Obrigheim |  |  | 203 |  | 5.99 | 0 | 0 | 1108.06 | 0 | 0 | 76.95 | 1.54 | [7 empty] | 8.(b).(ii) | Südzucker AG | Südzucker AG | 45168 | Wormser Str. | 11 | Obrigheim (Pfalz) | 67283 | 0 | 0 | 0 | 124 | n
DE | 2012 | DE458 | 2012DE458 | 2012-458 | 458 | IKW Zucker-Offenau (A422) | Offenau |  |  | 60 |  | 0 | 0 | 0 | 124.85 | 0 | 0 | 2.94 | 0 | [7 empty] | 8.(b) | Südzucker AG | Südzucker AG | 2532 | Ludwig-Kayser-Straße | 1 | Offenau | 74254 | 0 | 0 | 0 | 0 | n
DE | 2012 | DE459 | 2012DE459 | 2012-459 | 459 | HKW Offenbach (A424) | Offenbach |  |  | 205 |  | 30.35 | 2833.36 | 3.35 | 28.15 | 0 | 137.745 | 130.524 | 0.947 | [7 empty] | 1.(c) | Energieversorgung Offenbach AG | EVO Heizkraftwerk Offenbach | 44877 | Andréstraße | 71 | Offenbach a. M., St. | 63067 | 131 | 0 | 0 | 269 | n
DE | 2012 | DE460 | 2012DE460 | 2012-460 | 460 | Erdgasverdichter Olbernhau (A425) | Olbernhau |  |  | 103 |  | 0 | 0 | 0 | 67.35 | 0 | 0.04 | 2.45 | 0.01 | [7 empty] | 1.(c) | WINGAS Transport GmbH Herr Kaiser (Geschäftsführer) | GASCADE Gastransport GmbH | 158114 | Heinrich-Heine-Weg | - | Olbernhau | 09526 | 0 | 0 | 0 | 0 | n
DE | 2012 | DE461 | 2012DE461 | 2012-461 | 461 | KW Oldendorf (A426) | Oldendorf |  |  | 329 |  | 0 | 0 | 30.93 | 0 | 0 | 0.404 | 1.796 | 0
DE | 2012 | DE462 | 2012DE462 | 2012-462 | 462 | IKW Osnabrück (A427) | Osnabrück |  |  | 95 |  | 421.95 | 998.05 | 56.069 | 0 | 0 | 12.81 | 91.57 | 2.561
DE | 2012 | DE463 | 2012DE463 | 2012-463 | 463 | IKW Papier-Osnabrück (A428) | Osnabrück |  |  | 99 |  | 0 | 698 | 0 | 859 | 0 | 204 | 110.8 | 1.22
DE | 2012 | DE464 | 2012DE464 | 2012-464 | 464 | KW Osterrönfeld Audorf (A429) | Osterrönfeld |  |  | 329 |  | 0 | 0 | 32.07 | 0 | 0 | 0.414 | 1.839 | 0
DE | 2012 | DE465 | 2012DE465 | 2012-465 | 465 | IKW Paderborn (A430) | Paderborn |  |  | 56 |  | 0 | 0 | 0.021 | 157.535 | 45.338 | 0.093 | 7.856 | 0.019
DE | 2012 | DE466 | 2012DE466 | 2012-466 | 466 | KW Jänschwalde Block B (A746) | Peitz |  |  | 1524 |  | 0 | 31434 | 45.6 | 0 | 0 | 3177.8 | 2726.6 | 91.1 | [7 empty] | 1.(c) | Vattenfall GmbH | Vattenfall Europe Generation AG Kraftwerk Jänschwalde | 46361 | Kraftwerkstraße | - | Peitz | 03185 | 19900 | 23400 | 643 | 24800 | n
DE | 2012 | DE467 | 2012DE467 | 2012-467 | 467 | KW Jänschwalde Block E (A749) | Peitz |  |  | 1524 |  | 0 | 32701.1 | 30.6 | 0 | 0 | 3599.3 | 2931.8 | 109.1 | [7 empty] | 1.(c) | Vattenfall GmbH | Vattenfall Europe Generation AG Kraftwerk Jänschwalde | 46361 | Kraftwerkstraße | - | Peitz | 03185 | 19900 | 23400 | 643 | 24800 | n
DE | 2012 | DE468 | 2012DE468 | 2012-468 | 468 | KW Jänschwalde Block C (A747) | Peitz |  |  | 1524 |  | 0 | 39858.6 | 23.9 | 0 | 0 | 4062 | 3629.1 | 140.8 | [7 empty] | 1.(c) | Vattenfall GmbH | Vattenfall Europe Generation AG Kraftwerk Jänschwalde | 46361 | Kraftwerkstraße | - | Peitz | 03185 | 19900 | 23400 | 643 | 24800 | n
DE | 2012 | DE469 | 2012DE469 | 2012-469 | 469 | KW Jänschwalde Block F (A750) | Peitz |  |  | 1524 |  | 0 | 40385 | 22.7 | 0 | 0 | 4519.9 | 3686.8 | 147.7 | [7 empty] | 1.(c) | Vattenfall GmbH | Vattenfall Europe Generation AG Kraftwerk Jänschwalde | 46361 | Kraftwerkstraße | - | Peitz | 03185 | 19900 | 23400 | 643 | 24800 | n
DE | 2012 | DE470 | 2012DE470 | 2012-470 | 470 | KW Jänschwalde Block A (A745) | Peitz |  |  | 1524 |  | 0 | 39745.7 | 21.8 | 0 | 0 | 4059.3 | 3446.7 | 119.1 | [7 empty] | 1.(c) | Vattenfall GmbH | Vattenfall Europe Generation AG Kraftwerk Jänschwalde | 46361 | Kraftwerkstraße | - | Peitz | 03185 | 19900 | 23400 | 643 | 24800 | n
DE | 2012 | DE471 | 2012DE471 | 2012-471 | 471 | KW Jänschwalde Block D (A748) | Peitz |  |  | 1524 |  | 0 | 40282.4 | 17.1 | 0 | 0 | 3969.1 | 3447.1 | 119.1 | [7 empty] | 1.(c) | Vattenfall GmbH | Vattenfall Europe Generation AG Kraftwerk Jänschwalde | 46361 | Kraftwerkstraße | - | Peitz | 03185 | 19900 | 23400 | 643 | 24800 | n
DE | 2012 | DE472 | 2012DE472 | 2012-472 | 472 | KW Heyden (A432) | Petershagen |  |  | 2150 |  | 0 | 27120.274 | 182.904 | 0 | 0.046 | 1249.529 | 1905.138 | 32.592 | [7 empty] | 1.(c) | E.ON Kraftwerke GmbH | E.ON Kraftwerke GmbH Kraftwerk Heyden | 44414 | Kraftwerksiedlung | 2 | Petershagen | 32469 | 1910 | 1250 | 0 | 2540 | n
DE | 2012 | DE473 | 2012DE473 | 2012-473 | 473 | HKW Pforzheim (A433) | Pforzheim |  |  | 372 |  | 0 | 1331.83 | 9.62 | 396.38 | 19.08 | 54.7 | 82.57 | 0.1 | [7 empty] | 1.(c) | Heizkraftwerk Pforzheim GmbH | Heizkraftwerk Pforzheim GmbH | 2478 | Hohwiesenweg | 15 | Pforzheim | 75175 | 161 | 0 | 0 | 328 | n
DE | 2012 | DE474 | 2012DE474 | 2012-474 | 474 | IKW Philippsthal (A434) | Philippsthal |  |  | 455 |  | 0 | 0 | 0 | 4090.77 | 0 | 1.74 | 166.12 | 0.54 | [7 empty] | 3.(a) | K+S AG | Werk Werra Standort Hattorf | 71805 | Hattorfer Straße | - | Philippsthal (Werra) | 36269 | 281 | 0 | 0 | 261 | m
DE | 2012 | DE475 | 2012DE475 | 2012-475 | 475 | GuD Papier-Plattling (A604) | Plattling |  |  | 287 |  | 0 | 0 | 0 | 6115.51 | 0 | 2.574 | 93.639 | 0.515
DE | 2012 | DE476 | 2012DE476 | 2012-476 | 476 | IKW Zucker-Plattling (A437) | Plattling |  |  | 147 |  | 0 | 0 | 0 | 286.43 | 0 | 0.124 | 10.536 | 0.025 | [7 empty] | 8.(b).(ii) | SÜDZUCKER AG | Südzucker Werk Plattling | 45821 | Dr.-Ludwig-Kayser-Straße | 1 | Plattling | 94447 | 0 | 0 | 0 | 105 | n
DE | 2012 | DE477 | 2012DE477 | 2012-477 | 477 | IKW Papier-Plattling (A436) | Plattling |  |  | 107 |  | 0 | 0 | 0 | 176.2 | 0 | 0.074 | 3.445 | 0.015
DE | 2012 | DE478 | 2012DE478 | 2012-478 | 478 | GuD Plattling (A599) | Plattling |  |  | 109 |  | 0 | 0 | 0 | 131.083 | 0 | 0.073 | 2.543 | 0.004
DE | 2012 | DE479 | 2012DE479 | 2012-479 | 479 | HW Plauen (A438) | Plauen |  |  | 120 |  | 0 | 0 | 4.398 | 573.773 | 0 | 0.425 | 12.147 | 0.086 | [7 empty] | 1.(c) | WVP Wärmeversorgung Plauen GmbH envia Mitteldeutsche Energie AG | WVP-Heizwerk Hammerstr | 189424 | Hammerstraße | 86 | Plauen | 08523 | 0 | 0 | 0 | 0 | n
DE | 2012 | DE480 | 2012DE480 | 2012-480 | 480 | IKW Chemie Poppendorf (A439) | Poppendorf |  |  | 80 |  | 0 | 0 | 63.468 | 0 | 0 | 5.288 | 6.887 | 0.804 | [7 empty] | 4.(c) | YARA Rostock Zweigniederlassung der YARA GmbH & Co. KG | YARA Rostock Zweigniederlassung der YARA GmbH & Co. KG | 46415 | Werkstraße | 1 | Poppendorf | 18184 | 279 | 0 | 96.5 | 0 | m
DE | 2012 | DE481 | 2012DE481 | 2012-481 | 481 | KW Porta Westfalica (A440) | Porta Westfalica |  |  | 2115 |  | 110.12 | 14131.077 | 23.533 | 164.37 | 0 | 281.321 | 1004.757 | 67.911 | [7 empty] | 1.(c) | Gemeinschaftskraftwerk Veltheim GmbH | Gemeinschaftskraftwerk Veltheim GmbH | 44408 | Möllberger Str. | 387 | Porta Westfalica | 32457 | 1000 | 281 | 56.9 | 1360 | n
DE | 2012 | DE482 | 2012DE482 | 2012-482 | 482 | HKW Potsdam 1 (A444) | Potsdam |  |  | 100 |  | 0 | 0 | 0 | 2177.313 | 0 | 0 | 34.976 | 0
DE | 2012 | DE483 | 2012DE483 | 2012-483 | 483 | HKW Potsdam 2 (A445) | Potsdam |  |  | 100 |  | 0 | 0 | 0.736 | 1921.732 | 0 | 0 | 24.686 | 0
DE | 2012 | DE484 | 2012DE484 | 2012-484 | 484 | HKW Potsdam 5 (A443) | Potsdam |  |  | 64 |  | 0 | 0 | 0 | 166.952 | 0 | 0 | 5.792 | 0
DE | 2012 | DE485 | 2012DE485 | 2012-485 | 485 | HKW Potsdam 3 (A441) | Potsdam |  |  | 64 |  | 0 | 0 | 0 | 90.883 | 0 | 0 | 2.853 | 0
DE | 2012 | DE486 | 2012DE486 | 2012-486 | 486 | HKW Potsdam 4 (A442) | Potsdam |  |  | 64 |  | 0 | 0 | 0 | 32.546 | 0 | 0 | 1.093 | 0
DE | 2012 | DE487 | 2012DE487 | 2012-487 | 487 | KW Quierschied Weiher (A447) | Quierschied |  |  | 1857 |  | 0 | 17320.954 | 228.713 | 0 | 0 | 767.463 | 1183.68 | 3.906 | [7 empty] | 1.(c) | STEAG GmbH | Kraftwerk Weiher | 3125 | Holzer Straße | - | Quierschied | 66287 | 1180 | 767 | 0 | 1600 | n
DE | 2012 | DE488 | 2012DE488 | 2012-488 | 488 | Erdgasverdichter Raguhn (A448) | Raguhn |  |  | 64 |  | 0 | 0 | 0 | 121.47 | 0 | 0.051 | 17.646 | 0.008
DE | 2012 | DE489 | 2012DE489 | 2012-489 | 489 | Energiezentrale Rastatt (A450) | Rastatt |  |  | 103 |  | 0 | 0 | 5 | 393.2 | 0 | 1.1 | 18.3 | 0
DE | 2012 | DE490 | 2012DE490 | 2012-490 | 490 | IKW Raubling (A452) | Raubling |  |  | 99 |  | 0 | 0 | 0 | 1854 | 64 | 0.922 | 179.54 | 0.268
DE | 2012 | DE491 | 2012DE491 | 2012-491 | 491 | HW Recklinghausen (A453) | Recklinghausen |  |  | 86 |  | 0 | 0 | 25 | 0 | 0 | 0.45 | 0.5 | 0.054
DE | 2012 | DE492 | 2012DE492 | 2012-492 | 492 | IKW Regensburg (A454) | Regensburg |  |  | 83.1 |  | 0 | 0 | 7.62 | 150.313 | 0 | 0.723 | 3.5 | 0.052
DE | 2012 | DE493 | 2012DE493 | 2012-493 | 493 | Erdgasverdichter Rehden (A455) | Rehden |  |  | 207 |  | 0 | 0 | 0 | 1320 | 0 | 0.081 | 40.42 | 0.012 | [7 empty] | 1.(c) | WINGAS GmbH | WIAG - Speicher Rehden | 70344 | Osterkamp | 31 | Rehden | 49452 | 0 | 0 | 0 | 0 | m
DE | 2012 | DE494 | 2012DE494 | 2012-494 | 494 | IKW Chemie Rheinberg (A456) | Rheinberg |  |  | 624 |  | 0 | 5749.09 | 0 | 4451.93 | 0 | 523.24 | 814.6 | 5.16 | [7 empty] | 4.(b) | Solvay GmbH | Solvay Chemicals GmbH | 43934 | Xantener Straße | 237 | Rheinberg | 47495 | 968 | 533 | 0 | 926 | n
DE | 2012 | DE495 | 2012DE495 | 2012-495 | 495 | IKW Rheinfelden (A457) | Rheinfelden |  |  | 57 |  | 0 | 0 | 0 | 1418 | 86.9 | 1.46 | 29 | 0.173
DE | 2012 | DE496 | 2012DE496 | 2012-496 | 496 | Erdgasverdichter Schwarzach (A458) | Rheinmünster |  |  | 101 |  | 0 | 0 | 0 | 314.9 | 0 | 0.049 | 37.33 | 0 | [7 empty] | 1.(c) | TENP GmbH Trans Europa Naturgas Pipeline | Gasverdichter Schwarzach TENP GmbH, Gasverd. Schwarzach | 74213 | Hildmannsfelder Str. | - | Rheinmünster | 77836 | 0 | 0 | 0 | 0 | n
DE | 2012 | DE497 | 2012DE497 | 2012-497 | 497 | Erdgasverdichter Rimpar II (A461) | Rimpar |  |  | 71 |  | 0 | 0 | 0 | 106 | 0 | 0.017 | 36.37 | 0
DE | 2012 | DE498 | 2012DE498 | 2012-498 | 498 | Erdgasverdichter Rimpar I (A460) | Rimpar |  |  | 59 |  | 0 | 0 | 0 | 1.7 | 0 | 0 | 0.55 | 0
DE | 2012 | DE499 | 2012DE499 | 2012-499 | 499 | IKW Rinnthal (A12) | Rinnthal |  |  | 91 |  | 0 | 0 | 0 | 1535 | 0 | 0 | 64.13 | 0 | [7 empty] | 6.(b) | Buchmann GmbH Kartonfabrik | Buchmann GmbH Kartonfabrik | 45175 | Wasgaustr. | 5 | Rinnthal | 76857 | 0 | 0 | 0 | 0 | m
DE | 2012 | DE500 | 2012DE500 | 2012-500 | 500 | HKW Rosenheim (A462) | Rosenheim |  |  | 97.5 |  | 0 | 0 | 0.48 | 215.24 | 0 | 0.045 | 4.1 | 0 | [7 empty] | 1.(c) | Stadtwerke Rosenheim GmbH & Co. KG | Müllheizkraftwerk Rosenheim | 72459 | Färberstraße | 47 | Rosenheim | 83022 | 120 | 0 | 0 | 0 | n
DE | 2012 | DE501 | 2012DE501 | 2012-501 | 501 | HKW Marienehe (A463) | Rostock |  |  | 628 |  | 0 | 0 | 0.05 | 4121.953 | 0 | 0 | 153.24 | 0
DE | 2012 | DE502 | 2012DE502 | 2012-502 | 502 | KW Rostock (A464) | Rostock |  |  | 1370 |  | 0 | 30513.593 | 56.102 | 0 | 0 | 445.167 | 2253.796 | 34.305
DE | 2012 | DE503 | 2012DE503 | 2012-503 | 503 | Erdgasverdichter Röthenbach (A465) | Röthenbach |  |  | 62.74 |  | 0 | 0 | 0 | 0.2 | 0 | 0 | 0.06 | 0
DE | 2012 | DE504 | 2012DE504 | 2012-504 | 504 | HW Lubmin (A337) | Rubenow |  |  | 74 |  | 0 | 0 | 0.064 | 336.828 | 0 | 0.131 | 11.187 | 0.027
DE | 2012 | DE505 | 2012DE505 | 2012-505 | 505 | Erdgasverdichter Rückersdorf (A466) | Rückersdorf |  |  | 340 |  | 0 | 0 | 0 | 1292.29 | 0 | 0.71 | 73.71 | 0.11 | [7 empty] | 1.(c) | GASCADE Gastransport GmbH | Erdgasverdichterstation Rückersdorf | 47065 | WINGAS Weg | 1 | Rückersdorf | 07580 | 0 | 0 | 0 | 0 | n
DE | 2012 | DE506 | 2012DE506 | 2012-506 | 506 | HKW Rudolstadt (A467) | Rudolstadt |  |  | 203 |  | 0 | 0 | 0.346 | 2300.756 | 0 | 0.558 | 83.964 | 0 | [7 empty] | 5.(b) | ZASO Zweckverband Abfallwirtschaft Saale-Orla | Thermische Verwertungsanlage Schwarza (TVS) | 110494 | Fritz-Bolland-Straße | 2 | Rudolstadt | 07407 | 0 | 0 | 0 | 0 | m
DE | 2012 | DE507 | 2012DE507 | 2012-507 | 507 | IKW Rüsselsheim III (A470) | Rüsselsheim |  |  | 235 |  | 0 | 0 | 0 | 5266.37 | 0 | 0 | 87.84 | 0 | [7 empty] | 9.(c) | Adam Opel AG | Adam Opel AG | 44824 | Bahnhofsplatz | 1 | Rüsselsheim | 65423 | 0 | 0 | 0 | 316 | m
DE | 2012 | DE508 | 2012DE508 | 2012-508 | 508 | IKW Rüsselsheim II (A469) | Rüsselsheim |  |  | 135 |  | 0 | 0 | 0 | 233.44 | 0 | 0 | 4.9 | 0 | [7 empty] | 9.(c) | Adam Opel AG | Adam Opel AG | 44824 | Bahnhofsplatz | 1 | Rüsselsheim | 65423 | 0 | 0 | 0 | 316 | m
DE | 2012 | DE509 | 2012DE509 | 2012-509 | 509 | IKW Rüsselsheim I (A468) | Rüsselsheim |  |  | 139 |  | 0 | 0 | 0 | 102.72 | 0 | 0 | 2.07 | 0 | [7 empty] | 9.(c) | Adam Opel AG | Adam Opel AG | 44824 | Bahnhofsplatz | 1 | Rüsselsheim | 65423 | 0 | 0 | 0 | 316 | m
DE | 2012 | DE510 | 2012DE510 | 2012-510 | 510 | GuD Saarbrücken (A588) | Saarbrücken |  |  | 165 |  | 0 | 0 | 0 | 2326.8 | 0 | 0.97 | 112.79 | 0.44
DE | 2012 | DE511 | 2012DE511 | 2012-511 | 511 | HKW Römerbrücke (A471) | Saarbrücken |  |  | 376 |  | 0 | 57.4 | 6.62 | 197.79 | 0 | 2.14 | 9.8 | 0.028 | [7 empty] | 1.(c) | Energie SaarLorLux AG . | Energie SaarLorLux AG Heizkraftwerk Römerbrücke | 3127 | Bismarckstraße | 143 | Saarbrücken | 66121 | 124 | 0 | 0 | 144 | n
DE | 2012 | DE512 | 2012DE512 | 2012-512 | 512 | GT Südraum Saarbrücken (A589) | Saarbrücken |  |  | 117 |  | 0 | 0 | 0 | 85.068 | 0 | 0 | 0.001 | 0
DE | 2012 | DE513 | 2012DE513 | 2012-513 | 513 | HW Dillingen (A602) | Saarlouis |  |  | 71 |  | 0 | 0 | 32.834 | 0 | 73.604 | 3.159 | 3.358 | 0.126
DE | 2012 | DE514 | 2012DE514 | 2012-514 | 514 | IKW Salzbergen (A472) | Salzbergen |  |  | 87 |  | 0 | 0 | 838.242 | 0 | 0 | 260.382 | 90.746 | 0.007
DE | 2012 | DE515 | 2012DE515 | 2012-515 | 515 | IKW Stahl-Salzgitter (A473) | Salzgitter |  |  | 1216 |  | 0 | 0 | 1.159 | 796.682 | 18435.02 | 993 | 621 | 10.1
DE | 2012 | DE516 | 2012DE516 | 2012-516 | 516 | IKW Salzgitter VW (A474) | Salzgitter |  |  | 147 |  | 0 | 0 | 0 | 537.5 | 0 | 0.098 | 19.597 | 0
DE | 2012 | DE517 | 2012DE517 | 2012-517 | 517 | Erdgasverdichter Sayda (A1) | Sayda |  |  | 61 |  | 0 | 0 | 0 | 65.85 | 0 | 0.028 | 9.566 | 0.012 | [7 empty] | 1.(c) | ONTRAS - VNG Gastransport GmbH | ONTRAS-VNG Gastransport GmbH Verdichterstation Sayda | 74566 | Neuhausener Str. | 1 | Sayda | 09619 | 0 | 0 | 0 | 0 | n
DE | 2012 | DE518 | 2012DE518 | 2012-518 | 518 | Erdgasverdichter Schechen (A475) | Schechen |  |  | 60 |  | 0 | 0 | 0 | 149.85 | 0 | 0 | 20.02 | 0 | [7 empty] | 1.(c) | RWE Dea AG | RWE Dea AG Speicherbetriebe Bayern Erdgasspeicher Inzenham | 46175 | Moos | 7 | Schechen | 83135 | 0 | 0 | 0 | 0 | n
DE | 2012 | DE519 | 2012DE519 | 2012-519 | 519 | Erdgasverdichter Scheidt (A476) | Scheidt |  |  | 110 |  | 0 | 0 | 0 | 57.1 | 0 | 0.009 | 16.09 | 0
DE | 2012 | DE520 | 2012DE520 | 2012-520 | 520 | IKW Schkopau (A379) | Schkopau |  |  | 292 |  | 0 | 0 | 0 | 642.5 | 0 | 0.3 | 22.1 | 0.015
DE | 2012 | DE521 | 2012DE521 | 2012-521 | 521 | KW Schkopau (A477) | Schkopau |  |  | 2629 |  | 0 | 53135.407 | 84.966 | 0 | 0 | 7178.438 | 3605.303 | 91.23
DE | 2012 | DE522 | 2012DE522 | 2012-522 | 522 | IKW Papier Schongau (A478) | Schongau |  |  | 385 |  | 0 | 0 | 0 | 2800.416 | 0 | 0.118 | 70.931 | 0.235
DE | 2012 | DE523 | 2012DE523 | 2012-523 | 523 | KW Buschhaus (A479) | Schöningen |  |  | 930 |  | 0 | 21698.722 | 63.389 | 0 | 0 | 2241.782 | 1303.121 | 11.009
DE | 2012 | DE524 | 2012DE524 | 2012-524 | 524 | IKW Chemie Schwarzheide (A480) | Schwarzheide |  |  | 504 |  | 0 | 0 | 1.26 | 5894.13 | 0 | 0.132 | 470.08 | 0.04 | [7 empty] | 4.(a).(viii) | BASF Schwarzheide GmbH | BASF Schwarzheide GmbH | 74374 | Schipkauer Straße | 1 | Schwarzheide | 01986 | 597 | 0 | 0 | 434 | n
DE | 2012 | DE33 | 2012DE33 | 2012-33 | 33 | IKW Raff Schwedt KW (A482) | Schwedt/Oder |  | Refineries | 1200 |  | 0 | 0 | 24141.62 | 0 | 326.64 | 2994.4 | 1131.83 | 38.6 | [7 empty] | 1.(a) | PCK Raffinerie GmbH Schwedt | PCK Raffinerie GmbH Schwedt | 74350 | Passower Chaussee | 111 | Schwedt/Oder | 16303 | 2050 | 3370 | 60.3 | 3400 | n
DE | 2012 | DE34 | 2012DE34 | 2012-34 | 34 | IKW Raff Schwedt Rohöl 1 (R39) | Schwedt/Oder |  | Refineries | 100 |  | 0 | 0 | 241.14 | 0 | 2157.63 | 79.9 | 97.92 | 4.46 | [7 empty] | 1.(a) | PCK Raffinerie GmbH Schwedt | PCK Raffinerie GmbH Schwedt | 74350 | Passower Chaussee | 111 | Schwedt/Oder | 16303 | 2050 | 3370 | 60.3 | 3400 | n
DE | 2012 | DE35 | 2012DE35 | 2012-35 | 35 | IKW Raff Schwedt Rohöl 3 (R40) | Schwedt/Oder |  | Refineries | 169 |  | 0 | 0 | 46.43 | 0 | 3523.79 | 75.78 | 89.8 | 9.05 | [7 empty] | 1.(a) | PCK Raffinerie GmbH Schwedt | PCK Raffinerie GmbH Schwedt | 74350 | Passower Chaussee | 111 | Schwedt/Oder | 16303 | 2050 | 3370 | 60.3 | 3400 | n
DE | 2012 | DE36 | 2012DE36 | 2012-36 | 36 | IKW Raff Schwedt H2B (R43) | Schwedt/Oder |  | Refineries | 68 |  | 0 | 0 | 0 | 0 | 1689.78 | 1 | 93.16 | 0.05 | [7 empty] | 1.(a) | PCK Raffinerie GmbH Schwedt | PCK Raffinerie GmbH Schwedt | 74350 | Passower Chaussee | 111 | Schwedt/Oder | 16303 | 2050 | 3370 | 60.3 | 3400 | n
DE | 2012 | DE37 | 2012DE37 | 2012-37 | 37 | IKW Raff Schwedt Aromizer (R38) | Schwedt/Oder |  | Refineries | 144 |  | 0 | 0 | 0 | 0 | 3479.62 | 3.77 | 224.83 | 0.09 | [7 empty] | 1.(a) | PCK Raffinerie GmbH Schwedt | PCK Raffinerie GmbH Schwedt | 74350 | Passower Chaussee | 111 | Schwedt/Oder | 16303 | 2050 | 3370 | 60.3 | 3400 | n
DE | 2012 | DE38 | 2012DE38 | 2012-38 | 38 | IKW Raff Schwedt Mitteldruck (R44) | Schwedt/Oder |  | Refineries | 148 |  | 0 | 0 | 0 | 0 | 2696.52 | 5.91 | 104 | 0.18 | [7 empty] | 1.(a) | PCK Raffinerie GmbH Schwedt | PCK Raffinerie GmbH Schwedt | 74350 | Passower Chaussee | 111 | Schwedt/Oder | 16303 | 2050 | 3370 | 60.3 | 3400 | n
DE | 2012 | DE39 | 2012DE39 | 2012-39 | 39 | IKW Raff Schwedt VT3 (R41) | Schwedt/Oder |  | Refineries | 52 |  | 0 | 0 | 0 | 0 | 1025.09 | 31.77 | 52.11 | 0.03 | [7 empty] | 1.(a) | PCK Raffinerie GmbH Schwedt | PCK Raffinerie GmbH Schwedt | 74350 | Passower Chaussee | 111 | Schwedt/Oder | 16303 | 2050 | 3370 | 60.3 | 3400 | n
DE | 2012 | DE40 | 2012DE40 | 2012-40 | 40 | IKW Raff Schwedt Spaltanlage (R42) | Schwedt/Oder |  | Refineries | 59 |  | 0 | 0 | 0 | 0 | 1055.93 | 120.6 | 61.45 | 0.06 | [7 empty] | 1.(a) | PCK Raffinerie GmbH Schwedt | PCK Raffinerie GmbH Schwedt | 74350 | Passower Chaussee | 111 | Schwedt/Oder | 16303 | 2050 | 3370 | 60.3 | 3400 | n
DE | 2012 | DE525 | 2012DE525 | 2012-525 | 525 | HW Schwedt (A481) | Schwedt/Oder |  |  | 168 |  | 0 | 0 | 0 | 557.54 | 21.77 | 0.031 | 14.06 | 0
DE | 2012 | DE526 | 2012DE526 | 2012-526 | 526 | IKW Schwedt (A576) | Schwedt/Oder |  |  | 93 |  | 0 | 0 | 94.09 | 39.72 | 0 | 0 | 4.55 | 0
DE | 2012 | DE527 | 2012DE527 | 2012-527 | 527 | HW Schweinfurt (A484) | Schweinfurt |  |  | 70.7 |  | 0 | 0 | 5.95 | 28.375 | 0 | 0.277 | 0.952 | 0.01
DE | 2012 | DE528 | 2012DE528 | 2012-528 | 528 | HKW Schweinfurt (A485) | Schweinfurt |  |  | 126 |  | 0 | 1131.79 | 0.317 | 0 | 0 | 230.18 | 128.27 | 0.213
DE | 2012 | DE529 | 2012DE529 | 2012-529 | 529 | HKW Schwerin Süd (A486) | Schwerin |  |  | 128 |  | 0 | 0 | 0.156 | 1984.086 | 0 | 0.842 | 71.016 | 0.167 | [7 empty] | 1.(c) | Energieversorgung Schwerin GmbH & Co. Erzeugung KG Herr Beneke | Energieversorgung Schwerin GmbH & Co Erzeugung KG HKW Süd, HW Süd | 46446 | Pampower Straße | 50 | Schwerin | 19061 | 0 | 0 | 0 | 110 | n
DE | 2012 | DE530 | 2012DE530 | 2012-530 | 530 | HKW Lankow (A487) | Schwerin |  |  | 64 |  | 0 | 0 | 0 | 372.304 | 0 | 0.171 | 13.218 | 0.007
DE | 2012 | DE531 | 2012DE531 | 2012-531 | 531 | HW Schwerin Süd (A489) | Schwerin |  |  | 53 |  | 0 | 0 | 0 | 50.15 | 0 | 0.021 | 1.795 | 0.004
DE | 2012 | DE532 | 2012DE532 | 2012-532 | 532 | HW Lankow (A488) | Schwerin |  |  | 53 |  | 0 | 0 | 0.653 | 48.749 | 0 | 0.05 | 1.779 | 0.007
DE | 2012 | DE533 | 2012DE533 | 2012-533 | 533 | HKW Sindelfingen (A490) | Sindelfingen |  |  | 627 |  | 0 | 0 | 26.4 | 3524.643 | 0 | 3.98 | 82.056 | 0.338
DE | 2012 | DE534 | 2012DE534 | 2012-534 | 534 | KW Spreetal (A492) | Spreetal |  |  | 145 |  | 0 | 0 | 0 | 0 | 0 | 0 | 0 | 0 | shut down
DE | 2012 | DE535 | 2012DE535 | 2012-535 | 535 | KW Schwarze Pumpe (A493) | Spremberg |  |  | 4358 |  | 0 | 111872.67 | 76.3 | 0 | 0 | 9576.8 | 5432.05 | 111.401 | [7 empty] | 1.(c) | Vattenfall GmbH | Kraftwerk Schwarze Pumpe | 46366 | An der alten Ziegelei | 1 | Spremberg | 03130 | 5430 | 9580 | 104 | 12600 | n
DE | 2012 | DE536 | 2012DE536 | 2012-536 | 536 | IKW Chemie-E-Stade (A495) | Stade |  |  | 573 |  | 0 | 0 | 0 | 10648 | 895 | 0 | 1541 | 0
DE | 2012 | DE537 | 2012DE537 | 2012-537 | 537 | GuD Chemie-Stade (A613) | Stade |  |  | 330 |  | 0 | 0 | 0 | 697 | 2923 | 0 | 62 | 0
DE | 2012 | DE538 | 2012DE538 | 2012-538 | 538 | IKW Alu Stade (A494) | Stade |  |  | 89 |  | 0 | 0 | 0 | 593 | 0 | 0 | 18.8 | 0 | [7 empty] | 4.(b).(v) | Aluminium Oxid Stade GmbH | Aluminium Oxid Stade GmbH | 43348 | Johann-Rathje-Köser-Str. | 2 | Stade | 21683 | 127 | 0 | 0 | 376 | n
DE | 2012 | DE539 | 2012DE539 | 2012-539 | 539 | IKW Schokolade-Stadtallendorf (A614) | Stadtallendorf |  |  | 92 |  | 0 | 0 | 0.519 | 1077.59 | 0 | 0 | 36.57 | 0
DE | 2012 | DE540 | 2012DE540 | 2012-540 | 540 | IKW Staßfurt (A496) | Staßfurt |  |  | 553 |  | 0 | 0 | 1.55 | 7955.5 | 0 | 3.484 | 217.518 | 1.302
DE | 2012 | DE541 | 2012DE541 | 2012-541 | 541 | FA Dampf Steyerberg (A497) | Steyerberg |  |  | 69 |  | 0 | 0 | 0 | 1636.074 | 9.365 | 0.004 | 29.739 | 0.262
DE | 2012 | DE542 | 2012DE542 | 2012-542 | 542 | IKW Stockstadt (A498) | Stockstadt |  |  | 299 |  | 2393.1 | 3511.28 | 281.95 | 572.75 | 0 | 410.1 | 712.4 | 32.7
DE | 2012 | DE543 | 2012DE543 | 2012-543 | 543 | Erdgasverdichter Stolberg (A499) | Stolberg |  |  | 118 |  | 0 | 0 | 0 | 896.2 | 0 | 0.14 | 267.42 | 0 | [7 empty] | 1.(c) | Trans Europa Naturgas Pipeline GmbH & Co. KG | TENP Verdichterstation Stolberg | 44050 | Schwarzenbruch | - | Stolberg | 52222 | 267 | 0 | 0 | 0 | n
DE | 2012 | DE544 | 2012DE544 | 2012-544 | 544 | HW Strausberg Nord (A500) | Strausberg |  |  | 52 |  | 0 | 0 | 2.7 | 122.4 | 0 | 0.049 | 4.371 | 0.014 | [7 empty] | 1.(c) | Stadtwerke Strausberg GmbH | Stadtwerke Strausberg GmbH | 74357 | Kastanienallee | 38 | Strausberg | 15344 | 0 | 0 | 0 | 0 | m
DE | 2012 | DE545 | 2012DE545 | 2012-545 | 545 | HKW Pfaffenwald (A504) | Stuttgart |  |  | 150 |  | 0 | 0 | 12.01 | 784.41 | 0 | 1.3 | 11.46 | 0.135 | [7 empty] | 1.(c) | Universität Stuttgart Heizkraftwerk | Universität Stuttgart HKW Heizkraftwerk | 45223 | Pfaffenwaldring | 8 | Stuttgart | 70569 | 114 | 0 | 0 | 0 | n
DE | 2012 | DE546 | 2012DE546 | 2012-546 | 546 | HKW Stuttgart-Gaisburg (A502) | Stuttgart |  |  | 547 |  | 0 | 1548 | 1 | 323 | 0 | 63.7 | 45 | 0.9 | [7 empty] | 1.(c) | EnBW Energie Baden-Württemberg AG | HKW Stuttgart-Gaisburg | 2439 | Langwiesenweg | 23 | Stuttgart | 70327 | 0 | 0 | 0 | 168 | n
DE | 2012 | DE547 | 2012DE547 | 2012-547 | 547 | HKW Stuttgart-Münster (A503) | Stuttgart |  |  | 707 |  | 0 | 2145 | 13 | 95 | 0 | 47.4 | 125 | 1.3 | [7 empty] | 5.(b) | EnBW Energie Baden-Württemberg AG | HKW Stuttgart-Münster (mit MVA) | 2436 | Voltastr. | 45 | Stuttgart | 70376 | 256 | 0 | 0 | 645 | n
DE | 2012 | DE548 | 2012DE548 | 2012-548 | 548 | HKW Suhl Bohrhügel (A506) | Suhl |  |  | 127 |  | 0 | 0 | 4.553 | 77.299 | 0 | 0.685 | 1.717 | 0.025
DE | 2012 | DE549 | 2012DE549 | 2012-549 | 549 | Erdgasverdichter Teutschenthal (A508) | Teutschenthal |  |  | 64 |  | 0 | 0 | 0 | 333.641 | 0 | 0.14 | 48.466 | 0.022
DE | 2012 | DE550 | 2012DE550 | 2012-550 | 550 | GTKW Trebbin (A509) | Trebbin |  |  | 976 |  | 0 | 0 | 0 | 271.78 | 0 | 0.114 | 9.7 | 0.02
DE | 2012 | DE551 | 2012DE551 | 2012-551 | 551 | IKW Uetersen (A511) | Uetersen |  |  | 77 |  | 0 | 0 | 0 | 928.874 | 0 | 0.533 | 22.61 | 0.095 | [7 empty] | 6.(b) | Stora Enso Uetersen GmbH | Stora Enso Uetersen GmbH | 43115 | Pinnau Allee | 3 | Uetersen | 25436 | 0 | 0 | 0 | 0 | m
DE | 2012 | DE552 | 2012DE552 | 2012-552 | 552 | HW Daimlerstraße (A513) | Ulm |  |  | 123 |  | 0 | 0 | 46.102 | 17.09 | 0 | 2.187 | 2.26 | 0.067 | [7 empty] | 2.(e) | Metallschmelzwerk Ulm GmbH | Metallschmelzwerk Ulm GmbH Hans-Joachim Keller | 45239 | Daimlerstraße | 20 | Ulm | 89079 | 0 | 0 | 0 | 0 | n
DE | 2012 | DE553 | 2012DE553 | 2012-553 | 553 | HW Uni-Ulm (A514) | Ulm |  |  | 66 |  | 0 | 0 | 137.667 | 0.004 | 0 | 4.654 | 9.485 | 0.194
DE | 2012 | DE554 | 2012DE554 | 2012-554 | 554 | HKW Ulm (A512) | Ulm |  |  | 294 |  | 0 | 1194.126 | 3.434 | 0 | 0 | 137.183 | 143.862 | 4.655
DE | 2012 | DE555 | 2012DE555 | 2012-555 | 555 | IKW Bergbau-Unterbreizbach (A515) | Unterbreizbach |  |  | 198 |  | 0 | 0 | 0.5 | 2390.4 | 0 | 1.04 | 142.68 | 0.3 | [7 empty] | 3.(a) | K+S AG | Werk Werra Standort Unterbreizbach | 73702 | Schachtstraße | - | Unterbreizbach | 36414 | 211 | 0 | 0 | 163 | m
DE | 2012 | DE556 | 2012DE556 | 2012-556 | 556 | HKW Unterföhring (A516) | Unterföhring |  |  | 1119 |  | 0 | 19426.612 | 0 | 133.042 | 0 | 168.731 | 1221.365 | 40.987 | [7 empty] | 1.(c) | SWM Services GmbH | SWM Heizkraftwerk Nord | 45680 | Münchner Straße | 22 | Unterföhring | 85774 | 1610 | 180 | 0 | 2480 | m
DE | 2012 | DE557 | 2012DE557 | 2012-557 | 557 | IKW Papier-Varel (A517) | Varel |  |  | 284 |  | 125.091 | 0 | 0 | 4685.042 | 0 | 2.532 | 193.202 | 0.492 | [7 empty] | 6.(b) | Papier- u. Kartonfabrik Varel GmbH & Co. KG | Papier- u. Kartonfabrik Varel GmbH & Co. KG | 43581 | Dangaster Str. | 38 | Varel | 26316 | 193 | 0 | 0 | 262 | n
DE | 2012 | DE558 | 2012DE558 | 2012-558 | 558 | Erdgasverdichter Velen (A518) | Velen |  |  | 113 |  | 0 | 0 | 0 | 204.4 | 0 | 0.032 | 7 | 0
DE | 2012 | DE559 | 2012DE559 | 2012-559 | 559 | KW Pleinting (A520) | Vilshofen |  |  |  |  | 0 | 0 | 0 | 0 | 0 | 0 | 0 | 0 | stand by
DE | 2012 | DE560 | 2012DE560 | 2012-560 | 560 | KW Voerde AB (A523) | Voerde |  |  | 3739 |  | 0 | 62467.964 | 380.266 | 0 | 0 | 2957.519 | 4462.566 | 51.792
DE | 2012 | DE561 | 2012DE561 | 2012-561 | 561 | KW Voerde GKW West (A522) | Voerde |  |  | 1800 |  | 0 | 15691.722 | 228.775 | 0 | 0 | 1134.184 | 1117.604 | 9.42
DE | 2012 | DE41 | 2012DE41 | 2012-41 | 41 | IKW Raff Vohburg (R35) | Vohburg |  | Refineries | 299 |  | 0 | 0 | 0 | 2311 | 5606.7 | 2201.2 | 462.2 | 4.6 | [7 empty] | 1.(a) | BAYERNOIL Raffineriegesellschaft mbH | BAYERNOIL Betriebsteil Vohburg | 56969 | Irschinger Weg | 1 | Vohburg a.d.Donau | 85088 | 462 | 2200 | 0 | 608 | n
DE | 2012 | DE562 | 2012DE562 | 2012-562 | 562 | KW Irsching (A524) | Vohburg |  |  | 4537 |  | 0 | 0 | 41.816 | 23018.104 | 0 | 3.337 | 439.314 | 0.1 | [7 empty] | 1.(c) | E.ON Kraftwerke GmbH | E.ON Kraftwerke GmbH, Kraftwerk Irsching | 45678 | Paarstr. | 30 | Vohburg a.d.Donau | 85088 | 443 | 0 | 0 | 1280 | n
DE | 2012 | DE563 | 2012DE563 | 2012-563 | 563 | Modellkraftwerk Völklingen (A587) | Völklingen |  |  | 607 |  | 0 | 7437.176 | 70.767 | 0 | 63.231 | 588.845 | 755.532 | 2.484
DE | 2012 | DE564 | 2012DE564 | 2012-564 | 564 | KW Völklingen (A526) | Völklingen |  |  | 599 |  | 0 | 9854.973 | 37.454 | 0 | 0.097 | 742.04 | 655.914 | 15.867
DE | 2012 | DE565 | 2012DE565 | 2012-565 | 565 | HKW Fenne (A525) | Völklingen |  |  | 231 |  | 0 | 0 | 4.241 | 0 | 0.43 | 0.2 | 0.089 | 0.007 | [7 empty] | 1.(c) | MKV,HKV: STEAG Power Saar GmbH; Fenne 1, MHK: STEAG GmbH | Kraftwerk Fenne | 3124 | Saarbrücker Straße | 133-135 | Völklingen | 66333 | 1750 | 1340 | 0 | 1760 | n
DE | 2012 | DE566 | 2012DE566 | 2012-566 | 566 | IKW Wählitz (A527) | Wählitz |  |  | 119 |  | 15.7 | 2990.5 | 15.6 | 0 | 0 | 356.6 | 152.5 | 3.2 | [7 empty] | 1.(c) | Mitteldeutsche Braunkohlengesellschaft mbH | MIBRAG Wählitz | 46985 | Fabrikstr. 26 | - | Wählitz | 06679 | 153 | 357 | 0 | 325 | m
DE | 2012 | DE567 | 2012DE567 | 2012-567 | 567 | Erdgasverdichter Waidhaus I (A528) | Waidhaus |  |  | 212 |  | 0 | 0 | 0 | 2180.8 | 0 | 0.341 | 572.15 | 0 | [7 empty] | 1.(c) | Megal Mittel-Europäische Gasleitungsgesellschaft mbH & Co.KG | Erdgasverdichterstation MEGAL Waidhaus | 45878 | Frankenreuth | 76 | Waidhaus | 92726 | 572 | 0 | 0 | 119 | n
DE | 2012 | DE568 | 2012DE568 | 2012-568 | 568 | Erdgasverdichter Waidhaus II (A529) | Waidhaus |  |  | 81 |  | 0 | 0 | 0 | 221 | 0 | 0.035 | 70.65 | 0 | [7 empty] | 1.(c) | Megal Mittel-Europäische Gasleitungsgesellschaft mbH & Co.KG | Erdgasverdichterstation MEGAL Waidhaus | 45878 | Frankenreuth | 76 | Waidhaus | 92726 | 572 | 0 | 0 | 119 | n
DE | 2012 | DE569 | 2012DE569 | 2012-569 | 569 | KW Walheim (A531) | Walheim |  |  | 1058 |  | 0 | 6778 | 151 | 0 | 0.14 | 397.9 | 446.8 | 16.5 | [7 empty] | 1.(c) | EnBW Energie Baden-Württemberg AG | KW Walheim | 2459 | Mühlstraße | - | Walheim | 74399 | 447 | 398 | 0 | 655 | n
DE | 2012 | DE570 | 2012DE570 | 2012-570 | 570 | GT Waltenhofen (A532) | Waltenhofen |  |  | 84 |  | 0 | 0 | 14.002 | 0 | 0 | 0.625 | 5.398 | 0.006
DE | 2012 | DE571 | 2012DE571 | 2012-571 | 571 | Erdgasverdichter Wardenburg (A533) | Wardenburg |  |  | 65 |  | 0 | 0 | 0 | 164.871 | 0 | 0 | 9.132 | 0.004
DE | 2012 | DE572 | 2012DE572 | 2012-572 | 572 | HKW Wedel (A536) | Wedel |  |  | 712 |  | 0 | 14637.537 | 52.912 | 0 | 0 | 528.316 | 857.971 | 45.021
DE | 2012 | DE573 | 2012DE573 | 2012-573 | 573 | HKW Wedel GT (A535) | Wedel |  |  | 408 |  | 0 | 0 | 43.286 | 0 | 0 | 4.5 | 3 | 0.06
DE | 2012 | DE574 | 2012DE574 | 2012-574 | 574 | Erdgasverdichter Weiden (A538) | Weiden |  |  | 77 |  | 0 | 0 | 0 | 62.1 | 0 | 0.01 | 12.54 | 0 | [7 empty] | 1.(c) | MEGAL GmbH | Erdgasverdichterstation MEGAL Rothenstadt | 74279 | Zum Naabberg | 30 | Weiden i.d.OPf. | 92637 | 0 | 0 | 0 | 0 | n
DE | 2012 | DE575 | 2012DE575 | 2012-575 | 575 | IKW Weinheim (A539) | Weinheim |  |  | 136 |  | 0 | 0 | 3.84 | 1089.31 | 0 | 0.743 | 31.476 | 0 | [7 empty] | 5.(f) | AV Bergstraße | SKA AV Bergstraße Weinheim | 45307 | In der Altau | 10 | Weinheim | 69469 | 0 | 0 | 0 | 0 | m
DE | 2012 | DE576 | 2012DE576 | 2012-576 | 576 | IKW Papier-Weißenborn (A540) | Weißenborn |  |  | 142 |  | 0 | 0 | 0.52 | 1651.19 | 0 | 0.654 | 88.167 | 1.18 | [7 empty] | 6.(b) | Schoeller Technocell GmbH & Co. KG | Schoeller Technocell GmbH & Co. KG Werk Weißenborn | 74585 | Fabrikstraße | 1 | Weißenborn/Erzgeb. | 09600 | 0 | 0 | 0 | 0 | m
DE | 2012 | DE577 | 2012DE577 | 2012-577 | 577 | KW Werdohl-Elverlingsen (A541) | Werdohl |  |  | 2082 |  | 260.658 | 24799.854 | 93.552 | 0 | 0 | 1382.38 | 1619.578 | 47.63
DE | 2012 | DE578 | 2012DE578 | 2012-578 | 578 | Erdgasverdichter Werne (A546) | Werne |  |  | 340 |  | 0 | 0 | 0 | 2988.4 | 0 | 0.469 | 168 | 0 | [7 empty] | 1.(c) | Open Grid Europe GmbH | Open Grid Europe Erdgasverdichterstation Werne | 44679 | Steinbahn | 2 | Werne | 59368 | 168 | 0 | 0 | 163 | n
DE | 2012 | DE579 | 2012DE579 | 2012-579 | 579 | IKW Werne G (A543) | Werne |  |  | 1032 |  | 0 | 0 | 0 | 217.4 | 0 | 0.012 | 7.5 | 0.1 | [7 empty] | 1.(c) | RWE Power AG | RWE Power AG Kraftwerk Werne | 44732 | Hammer Strasse | 2 | Werne | 59368 | 1620 | 1230 | 0 | 3070 | n
DE | 2012 | DE580 | 2012DE580 | 2012-580 | 580 | IKW Werne I (A545) | Werne |  |  | 1032 |  | 0 | 0 | 0 | 210.1 | 0 | 0.011 | 0.9 | 0.1 | [7 empty] | 1.(c) | RWE Power AG | RWE Power AG Kraftwerk Werne | 44732 | Hammer Strasse | 2 | Werne | 59368 | 1620 | 1230 | 0 | 3070 | n
DE | 2012 | DE581 | 2012DE581 | 2012-581 | 581 | IKW Werne F (A542) | Werne |  |  | 1032 |  | 0 | 0 | 0 | 179.4 | 0 | 0.01 | 5.1 | 0.1 | [7 empty] | 1.(c) | RWE Power AG | RWE Power AG Kraftwerk Werne | 44732 | Hammer Strasse | 2 | Werne | 59368 | 1620 | 1230 | 0 | 3070 | n
DE | 2012 | DE582 | 2012DE582 | 2012-582 | 582 | IKW Werne H (A544) | Werne |  |  | 1032 |  | 0 | 0 | 0 | 0 | 0 | 0 | 0 | 0 | stand by | [6 empty] | 1.(c) | RWE Power AG | RWE Power AG Kraftwerk Werne | 44732 | Hammer Strasse | 2 | Werne | 59368 | 1620 | 1230 | 0 | 3070 | n
DE | 2012 | DE42 | 2012DE42 | 2012-42 | 42 | IKW Raff Wesseling CCR (R17) | Wesseling |  | Refineries | 53 |  | 0 | 0 | 0 | 1052.108 | 596.433 | 2.832 | 103.777 | 0.171 | [7 empty] | 1.(a) | Shell Deutschland Oil GmbH Rheinland Raffinerie, Werk Süd | Shell Deutschland Oil GmbH Rheinland Raffinerie, Werk Süd | 44061 | Ludwigshafener Str. | 1 | Wesseling | 50389 | 1120 | 1400 | 0 | 2040 | n
DE | 2012 | DE43 | 2012DE43 | 2012-43 | 43 | IKW Raff Wesseling D500 (R20) | Wesseling |  | Refineries | 194 |  | 0 | 0 | 1404.36 | 5.365 | 2042.973 | 31.338 | 99.052 | 1.577 | [7 empty] | 1.(a) | Shell Deutschland Oil GmbH Rheinland Raffinerie, Werk Süd | Shell Deutschland Oil GmbH Rheinland Raffinerie, Werk Süd | 44061 | Ludwigshafener Str. | 1 | Wesseling | 50389 | 1120 | 1400 | 0 | 2040 | n
DE | 2012 | DE583 | 2012DE583 | 2012-583 | 583 | IKW Wesseling GT (A302) | Wesseling |  |  | 193 |  | 0 | 0 | 0 | 3629.7 | 0 | 0 | 157.4 | 0
DE | 2012 | DE584 | 2012DE584 | 2012-584 | 584 | IKW Wesseling Olefin (R19) | Wesseling |  |  | 688 |  | 0 | 0 | 0 | 1798.709 | 6031.157 | 0.635 | 197.433 | 1.059 | [7 empty] | 4.(a) | Basell Polyolefine GmbH Werk Wesseling | Basell Polyolefine GmbH Werk Wesseling | 74009 | Brühler Str. | 60 | Wesseling | 50389 | 873 | 0 | 0 | 2220 | n
DE | 2012 | DE585 | 2012DE585 | 2012-585 | 585 | IKW Wesseling Ofen 4 (A300) | Wesseling |  |  | 286 |  | 0 | 0 | 0 | 1673.1 | 4819.5 | 0 | 119.8 | 0
DE | 2012 | DE586 | 2012DE586 | 2012-586 | 586 | IKW Wesseling Ofen 6 (A301) | Wesseling |  |  | 705 |  | 0 | 0 | 0 | 1505 | 12605 | 5.9 | 275 | 0
DE | 2012 | DE587 | 2012DE587 | 2012-587 | 587 | IKW Chemie Wesseling (A548) | Wesseling |  |  | 176 |  | 0 | 0 | 3.935 | 733.873 | 0 | 0.185 | 43.462 | 0
DE | 2012 | DE588 | 2012DE588 | 2012-588 | 588 | IKW Wesseling Feuerung (R18) | Wesseling |  |  | 99 |  | 0 | 0 | 0 | 381.425 | 2362.752 | 1.105 | 58.816 | 0.24
DE | 2012 | DE589 | 2012DE589 | 2012-589 | 589 | IKW Wesseling KW2 (A312) | Wesseling |  |  | 300 |  | 0 | 1792.5 | 5722.3 | 0 | 1338.9 | 102.2 | 303.2 | 15.6
DE | 2012 | DE590 | 2012DE590 | 2012-590 | 590 | IKW Wesseling (R16) | Wesseling |  |  | 300 |  | 0 | 0 | 5208.933 | 0 | 1302.809 | 1161.498 | 472.704 | 17.741
DE | 2012 | DE591 | 2012DE591 | 2012-591 | 591 | IKW Chemie-Wiesbaden (A549) | Wiesbaden |  |  | 233 |  | 984.304 | 0 | 0 | 2122.546 | 165.583 | 17.606 | 184.503 | 3.037
DE | 2012 | DE44 | 2012DE44 | 2012-44 | 44 | IKW FA West Wilhelmshaven (R47a) | Wilhelmshaven |  | Refineries |  |  | 0 | 0 | 0 | 0 | 0 | 0 | 0 | 0 | stand by
DE | 2012 | DE45 | 2012DE45 | 2012-45 | 45 | IKW FA Ost Wilhelmshaven (R47b) | Wilhelmshaven |  | Refineries |  |  | 0 | 0 | 0 | 0 | 0 | 0 | 0 | 0 | stand by
DE | 2012 | DE46 | 2012DE46 | 2012-46 | 46 | IKW Raff Wilhelmshaven (R47c) | Wilhelmshaven |  | Refineries |  |  | 0 | 0 | 0 | 0 | 0 | 0 | 0 | 0 | stand by | [6 empty] | 1.(a) | Wilhelmshavener Raffineriegesellschaft mbH WRG | WRG - Wilhelmshavener Raffinerie- gesellschaft mbH | 43584 | Raffineriestr. | 1 | Wilhelmshaven | 26388 | 0 | 0 | 0 | 0 | n
DE | 2012 | DE592 | 2012DE592 | 2012-592 | 592 | KW Wilhelmshaven (A551) | Wilhelmshaven |  |  | 1870 |  | 7.526 | 37216.494 | 165.766 | 0 | 0 | 1822.75 | 2317.9 | 72.02 | [7 empty] | 1.(c) | E.ON Kraftwerke GmbH | E.ON Kraftwerke GmbH | 43585 | Zum Kraftwerk | 20 | Wilhelmshaven | 26386 | 2320 | 1830 | 72 | 3540 | n
DE | 2012 | DE593 | 2012DE593 | 2012-593 | 593 | IKW Chemie-Wilhelmshaven (A552) | Wilhelmshaven |  |  | 218 |  | 0 | 0 | 0 | 834.863 | 161.713 | 0.422 | 14.13 | 0.084
DE | 2012 | DE594 | 2012DE594 | 2012-594 | 594 | GTKW Wilhelmshaven (A550) | Wilhelmshaven |  |  | 190 |  | 0 | 0 | 10.147 | 0 | 0 | 0.666 | 0.081 | 0.004
DE | 2012 | DE595 | 2012DE595 | 2012-595 | 595 | BHKW Wittenberg (A598) | Wittenberg |  |  | 67 |  | 1744.801 | 0 | 5.116 | 0 | 0 | 0.099 | 109.989 | 1.804
DE | 2012 | DE596 | 2012DE596 | 2012-596 | 596 | IKW Stickstoff Wittenberg I (A353) | Wittenberg |  |  | 375 |  | 0 | 0 | 0 | 9136.135 | 0 | 0 | 224.272 | 0
DE | 2012 | DE597 | 2012DE597 | 2012-597 | 597 | IKW Stickstoff Wittenberg II (A354) | Wittenberg |  |  | 375 |  | 0 | 0 | 0 | 7940.201 | 0 | 0 | 208.738 | 0
DE | 2012 | DE598 | 2012DE598 | 2012-598 | 598 | IKW Wittenberg (A355) | Wittenberg |  |  | 112 |  | 0 | 0 | 0 | 1132.998 | 0 | 0 | 29.065 | 0
DE | 2012 | DE599 | 2012DE599 | 2012-599 | 599 | IKW ZUSATZ Wittenberg (A619) | Wittenberg |  |  | 80 |  | 0 | 0 | 0 | 1020.599 | 0 | 0 | 34.141 | 0
DE | 2012 | DE600 | 2012DE600 | 2012-600 | 600 | IKW Papier-Witzenhausen (A553) | Witzenhausen |  |  | 109 |  | 0 | 0 | 0 | 543.08 | 18.6 | 5.1 | 23.46 | 0.174 | [7 empty] | 6.(b) | DS Smith Paper Deutschland GmbH | DS Smith Paper Deutschland GmbH | 44982 | Kasseler Landstr. | 23 | Witzenhausen | 37213 | 0 | 0 | 0 | 0 | n
DE | 2012 | DE601 | 2012DE601 | 2012-601 | 601 | GuD Wolfen (A554) | Wolfen |  |  | 150 |  | 0 | 0 | 0 | 74.026 | 0 | 0.03 | 10.236 | 0.013
DE | 2012 | DE602 | 2012DE602 | 2012-602 | 602 | IKW Wolfsburg West (A557) | Wolfsburg |  |  | 750 |  | 5.73 | 16756.2 | 42 | 313.2 | 0 | 1076 | 1021 | 30.5
DE | 2012 | DE603 | 2012DE603 | 2012-603 | 603 | IKW Wolfsburg Nord/Süd (A556) | Wolfsburg |  |  | 978 |  | 0 | 7214 | 47 | 1648 | 0 | 686.2 | 384.8 | 22.2
DE | 2012 | DE604 | 2012DE604 | 2012-604 | 604 | IKW Papier-Wolpertswende (A558) | Wolpertswende |  |  | 57 |  | 11 | 1177.3 | 2.7 | 0 | 0 | 295.6 | 158.2 | 0.64 | [7 empty] | 6.(b) | Arctic Paper Mochenwangen GmbH | Arctic Paper Mochenwangen GmbH | 2522 | Fabrikstr. | 62 | Wolpertswende | 88284 | 158 | 295 | 0 | 109 | n
DE | 2012 | DE605 | 2012DE605 | 2012-605 | 605 | IKW Worms (A559) | Worms |  |  | 100 |  | 0 | 0 | 0 | 1364.49 | 0 | 0.519 | 128.28 | 0.037
DE | 2012 | DE606 | 2012DE606 | 2012-606 | 606 | GuD Wörth (A579) | Wörth |  |  | 156 |  | 0 | 1550 | 0 | 2791 | 118 | 0.153 | 153.4 | 1.65
DE | 2012 | DE607 | 2012DE607 | 2012-607 | 607 | IKW PKW-Wörth (A560) | Wörth |  |  | 135 |  | 0 | 0 | 5 | 608 | 0 | 1 | 20 | 1 | [7 empty] | 9.(c) | Daimler AG | Daimler AG | 45173 | Mercedesstr. | 1 | Wörth am Rhein | 76742 | 0 | 0 | 0 | 0 | n
DE | 2012 | DE608 | 2012DE608 | 2012-608 | 608 | IKW Papier-Wörth (A561) | Wörth |  |  | 152 |  | 0 | 0 | 0 | 372 | 0.12 | 0.018 | 15 | 0 | [7 empty] | 6.(b) | Palm Papierfabrik GmbH & Co. KG | Palm Papierfabrik GmbH & Co. KG | 45196 | Am Oberwald | 2 | Wörth am Rhein | 76744 | 0 | 0 | 0 | 0 | n
DE | 2012 | DE609 | 2012DE609 | 2012-609 | 609 | IKW Sigmundshall (A562) | Wunstorf |  |  | 116 |  | 0 | 0 | 0 | 1255 | 0 | 0.563 | 34.289 | 0.158 | [7 empty] | 3.(a) | K+S KALI GmbH | K+S - Werk Sigmundshall | 70341 | Tienberg | 25 | Wunstorf | 31515 | 0 | 0 | 0 | 0 | n
DE | 2012 | DE610 | 2012DE610 | 2012-610 | 610 | HKW Barmen (A564) | Wuppertal |  |  | 198 |  | 0 | 0 | 35.007 | 2485.278 | 0 | 2.801 | 65.39 | 0.184
DE | 2012 | DE611 | 2012DE611 | 2012-611 | 611 | HKW Elberfeld (A565) | Wuppertal |  |  | 276 |  | 0 | 5165.308 | 0 | 21.022 | 0 | 203.298 | 271.066 | 6.764
DE | 2012 | DE612 | 2012DE612 | 2012-612 | 612 | HW Viehhof (A567) | Wuppertal |  |  | 96 |  | 0 | 0 | 1.895 | 0 | 0 | 0.077 | 0.076 | 0.001
DE | 2012 | DE613 | 2012DE613 | 2012-613 | 613 | HW Unterbarmen (A566) | Wuppertal |  |  | 64 |  | 0 | 0 | 0 | 0 | 0 | 0 | 0 | 0 | stand by
DE | 2012 | DE614 | 2012DE614 | 2012-614 | 614 | HKW Würzburg (A568) | Würzburg |  |  | 599 |  | 0 | 0 | 0 | 4347.843 | 0 | 0 | 145.899 | 0
DE | 2012 | DE615 | 2012DE615 | 2012-615 | 615 | IKW Zucker-E1-Zeitz (A569) | Zeitz |  |  | 158 |  | 0 | 1256.97 | 20.55 | 0 | 25.95 | 176.72 | 94.56 | 2.04 | [7 empty] | 8.(b).(ii) | Südzucker AG Mannheim/Ochsenfurt Werk Zeitz | Südzucker AG Mannheim / Ochsenfurt, Werk Zeitz | 46955 | Albrechtstr. 54 | - | Zeitz | 06712 | 0 | 177 | 0 | 142 | n
DE | 2012 | DE616 | 2012DE616 | 2012-616 | 616 | IKW Zucker-E3-Zeitz (A329) | Zeitz |  |  | 130 |  | 0 | 3707.35 | 0.49 | 0 | 0 | 304.88 | 265.14 | 2.199 | [7 empty] | 8.(b).(ii) | Südzucker AG Mannheim/Ochsenfurt Werk Zeitz | Südzucker AG Mannheim / Ochsenfurt, Werk Zeitz | 46955 | Albrechtstr. 54 | - | Zeitz | 06712 | 0 | 177 | 0 | 142 | n
DE | 2012 | DE617 | 2012DE617 | 2012-617 | 617 | IKW Zielitz (A570) | Zielitz |  |  | 92 |  | 0 | 0 | 0 | 2650.2 | 0 | 0 | 81.764 | 0 | [7 empty] | 3.(a) | K + S KALI GmbH | K+S KALI GmbH, Werk Zielitz | 46986 | Farsleber Str. 1 | - | Zielitz | 39326 | 293 | 0 | 0 | 239 | m
DE | 2012 | DE618 | 2012DE618 | 2012-618 | 618 | KW Zolling (A571) | Zolling |  |  | 185 |  | 0 | 0 | 17.245 | 0 | 0 | 0.425 | 5.13 | 0.013
DE | 2012 | DE619 | 2012DE619 | 2012-619 | 619 | IKW Zülpich 2 (A591) | Zülpich |  |  | 93 |  | 504.3 | 1639.3 | 0 | 0 | 113.6 | 72.1 | 170.1 | 0.4
DE | 2012 | DE620 | 2012DE620 | 2012-620 | 620 | IKW Zülpich 1 (A572) | Zülpich |  |  | 112 |  | 0 | 0 | 0 | 1231.8 | 0 | 0 | 90.8 | 0
DE | 2012 | DE621 | 2012DE621 | 2012-621 | 621 | IKW PKW-Zwickau (A575) | Zwickau |  |  | 98 |  | 0 | 0 | 0 | 504.5 | 0 | 0 | 13.98 | 0.7 | [7 empty] | 9.(c) | VW Sachsen GmbH | VW Sachsen GmbH | 74589 | Glauchauer Str. | 40 | Zwickau | 08058 | 0 | 0 | 0 | 0 | m
DE | 2012 | DE622 | 2012DE622 | 2012-622 | 622 | HW Zwickau Süd (A574) | Zwickau |  |  | 80 |  | 0 | 0 | 7 | 279 | 0 | 0.074 | 5.956 | 0.074
[39 empty] | 622 | total
[39 empty] | 0 | p
[39 empty] | 217 | n
[39 empty] | 52 | m
[39 empty] | 0 | l
Note on U2: Ioanna Kourti: Comments prefixed with "AMEC" are comments by AMEC.
Note on Z2: Ioanna Kourti: Notes in this column which state a pollutant indicate that the ELVs for that pollutants do not apply until the specified date.

## DK
[28 empty] | E-PRTR | [10 empty] | method (p=postal code, n=plants'/facilities' names and addresses, m=manually, l=same linkage as for 2008 data)
MS | Year | Master LCP ID | Unique ID | ID per MS | Plant Number | Plant name | Plant location | Status of the plant | Sector | MWth | Gas turbine | Biomass (TJ) | Other solid fuels (TJ) | Liquid fuels (TJ) | Natural gas (TJ) | Other gases (TJ) | SO2 (t) | NOx (t) | Dust (t) | Further explanations or comments by MS | NERP | TNP | IED Article 33 potential opt-outs | Small isolated systems | Accession Treaty | Currently closed? - Year of closure if known | ActivityCode | ParentCompanyName | FacilityName | FacilityID | StreetName | BuildingNumber | City | PostalCode | NOX(t) | SOX(t) | PM10(t) | CO2(kt)
DK | 2012 | DK10 | 2012DK10 | 2012-10 | 10 | Dong A/S Enstedværket | Aabenraa | Art 4(1) - old-new plants | CHP | 96 | No | 1185 | 0 | 7 | 0 | 0 | 57 | 141 | 0.7 | [7 empty] | 1.(c) | Dong Energy Power A/S | DONG Energy A/S - Enstedværket | 10504 | Flensborgvej | 185 | Aabenraa | 6200 | 202 | 0 | 0 | 225 | n
DK | 2012 | DK11 | 2012DK11 | 2012-11 | 11 | Dong A/S Enstedværket | Aabenraa | Art 4(3) - existing plants | CHP | 1510 | No | 0 | 2358 | 24 | 0 | 0 | 87 | 61 | 0.8 | [7 empty] | 1.(c) | Dong Energy Power A/S | DONG Energy A/S - Enstedværket | 10504 | Flensborgvej | 185 | Aabenraa | 6200 | 202 | 0 | 0 | 225 | n
DK | 2012 | DK79 | 2012DK79 | 2012-79 | 79 | Borgmester Jørgensensen Vej, BJV | Aalborg | Art 4(2) - new-new plants | District heating | 75.9 | No | 0 | 0 | 3 | 0 | 0 | 0 | 0.23 | 0
DK | 2012 | DK75 | 2012DK75 | 2012-75 | 75 | Gasværksvej, GVV | Aalborg | Art 4(2) - new-new plants | District heating | 134.5 | No | 0 | 0 | 0.6 | 91 | 0 |  | 6.426
DK | 2012 | DK76 | 2012DK76 | 2012-76 | 76 | Gasværksvej, GVV | Aalborg | Art 4(2) - new-new plants | District heating | 80.7 | No | 0 | 0 | 0 |  | 0 | 0 | 5.316
DK | 2012 | DK77 | 2012DK77 | 2012-77 | 77 | Gasværksvej, GVV | Aalborg | Art 4(2) - new-new plants | District heating | 53.8 | No | 0 | 0 | 0 |  | 0 | 0 | 1.11
DK | 2012 | DK78 | 2012DK78 | 2012-78 | 78 | Lyngvejen, LYV | Aalborg | Art 4(2) - new-new plants | District heating | 94.8 | No | 0 | 0 | 4.7 | 0 | 0 | 0 | 0.359 | 0
DK | 2012 | DK70 | 2012DK70 | 2012-70 | 70 | Svendborgvej, SVV | Aalborg | Art 4(1) - old-new plants | District heating | 105.7 | No | 0 | 0 | 0 | 4.72 | 45.2 | 0 | 8.644 | 0
DK | 2012 | DK71 | 2012DK71 | 2012-71 | 71 | Svendborgvej, SVV | Aalborg | Art 4(1) - old-new plants | District heating | 25.3 | No | 0 |  | 0 |  | 0 |  | 3.76
DK | 2012 | DK72 | 2012DK72 | 2012-72 | 72 | Svendborgvej, SVV | Aalborg | Art 4(1) - old-new plants | District heating | 25.3 | No | 0 |  | 0 |  | 0 |  | 1.13
DK | 2012 | DK73 | 2012DK73 | 2012-73 | 73 | Svendborgvej, SVV | Aalborg | Art 4(1) - old-new plants | District heating | 25.3 | No | 0 |  | 0 |  | 0 |  | 3
DK | 2012 | DK74 | 2012DK74 | 2012-74 | 74 | Svendborgvej, SVV | Aalborg | Art 4(1) - old-new plants | District heating | 23 | No | 0 |  | 0 |  | 0 |  | 0.754
DK | 2012 | DK3 | 2012DK3 | 2012-3 | 3 | Vattenfall A/S Nordjyllandsværket | Aalborg | Art 4(3) - existing plants | CHP | 383 | No | 0 | 14970 | 150 | 0 | 0.03 | 24.9 | 181 | 106
DK | 2012 | DK4 | 2012DK4 | 2012-4 | 4 | Vattenfall A/S Nordjyllandsværket | Aalborg | Art 4(3) - existing plants | CHP | 275 | No | 0 | 0 | 0 | 0 | 0 |  |  |  | Not operated
DK | 2012 | DK26 | 2012DK26 | 2012-26 | 26 | AarhusKarlshamn Denmark A/S | Aarhus | Art 4(1) - old-new plants | Other (non refineries) | 100 | No | 0 | 34.3 | 1135.6 | 0 | 0 | 275.5 | 149.51 | 13.31 | Biomass is Kariten | [6 empty] | 8.(b) | AARHUSKARLSHAMN DENMARK A/S | AarhusKarlshamn Denmark A/S | 189653 | Slipvej | 1 | Aarhus C | 8000 | 150 | 276 | 0 | 0 | n
DK | 2012 | DK85 | 2012DK85 | 2012-85 | 85 | AffaldVarme Aarhus | Aarhus | Art 4(3) - existing plants | District heating | 156 | No | 0 | 0 | 17 | 0 | 0 | 0.395 | 1.097 | 0.08438
DK | 2012 | DK50 | 2012DK50 | 2012-50 | 50 | Albertslund Varmeværk | Albertslund | Art 4(3) - existing plants | District heating | 59.1 | No | 0 | 0 | 2.5 | 4.784 | 0 | 0.342 | 0.525 | 0 | [7 empty] | 1.(c) | ALBERTSLUND KOMMUNE | Varmeværket | 189550 | Vognporten | 9 | Albertslund | 2620 | 0 | 0 | 0 | 0 | n
DK | 2012 | DK51 | 2012DK51 | 2012-51 | 51 | Albertslund Varmeværk | Albertslund | Art 4(3) - existing plants | District heating | 101 | No | 0 | 0 | 4 | 14.819 | 0 | 0.191 | 1.14 | 0 | [7 empty] | 1.(c) | ALBERTSLUND KOMMUNE | Varmeværket | 189550 | Vognporten | 9 | Albertslund | 2620 | 0 | 0 | 0 | 0 | n
DK | 2012 | DK6 | 2012DK6 | 2012-6 | 6 | Dupont Nutrition Biosciences Aps | Billund | Art 4(3) - existing plants | Other (non refineries) | 57 | No | 21 | 427 | 0 | 0 | 0 | 123 | 115 | 5.7 | [7 empty] | 4.(a) | DANISCO A/S | Dupont Nutrition Biosciences ApS | 6204 | Tårnvej | 25 | Grindsted | 7200 | 117 | 0 | 0 | 0 | m
DK | 2012 | DK89 | 2012DK89 | 2012-89 | 89 | AffaldVarme Aarhus | Brabrand, Aarhus Municipality | Art 4(1) - old-new plants | District heating | 80 | No | 0 | 0 | 16 | 0 | 0 | 0.366 | 0.812 | 0.078075
DK | 2012 | DK94 | 2012DK94 | 2012-94 | 94 | Brøndby Strand Varmecentral | Brøndby Strand, Brøndby Municipality |  | District heating | 78.7 |  | 0 | 0 | 0.3 | 6.101 | 0 | 0.0086 | 0.243 | 0 | Emissions is given for the plant as a whole
DK | 2012 | DK27 | 2012DK27 | 2012-27 | 27 | DONG A/S - Esbjergværket | Esbjerg | Art 4(1) - old-new plants | CHP | 835 | No | 0 | 17081.157 | 121.75 | 0 | 0 | 112 | 570 | 19.6 | [7 empty] | 1.(c) | DONG Energy Power A/S | DONG Energy A/S - Esbjergværket | 6879 | Amerikavej | 7 | Esbjerg | 6700 | 570 | 0 | 0 | 0 | n
DK | 2012 | DK54 | 2012DK54 | 2012-54 | 54 | Esbjerg Forsyning A/S Citycentralen | Esbjerg | Art 4(2) - new-new plants | District heating | 100 | No | 0 | 0 | 0 |  | 0
DK | 2012 | DK55 | 2012DK55 | 2012-55 | 55 | Esbjerg Forsyning A/S Sædding Varmeværk | Esbjerg |  | District heating | 56 | No | 0 |  | 0 |  | 0
DK | 2012 | DK40 | 2012DK40 | 2012-40 | 40 | A/S Dansk Shell, Shell-Raffinaderiet Fredericia | Fredericia | Art 4(1) - old-new plants | Refineries | 222 | No | 0 | 0 | 0 | 0 | 0 | 1224 | 694 | 82 | [7 empty] | 1.(a) | A/S DANSK SHELL | A/S DANSK SHELL | 6394 | Egeskovvej | 265 | Fredericia | 7000 | 964 | 1220 | 82 | 429 | n
DK | 2012 | DK41 | 2012DK41 | 2012-41 | 41 | A/S Dansk Shell, Shell-Raffinaderiet Fredericia | Fredericia | Art 4(1) - old-new plants | Refineries | 98 | Yes | 0 | 0 | 0 | 0 | 0 |  | 270 | [8 empty] | 1.(a) | A/S DANSK SHELL | A/S DANSK SHELL | 6394 | Egeskovvej | 265 | Fredericia | 7000 | 964 | 1220 | 82 | 429 | n
DK | 2012 | DK13 | 2012DK13 | 2012-13 | 13 | Dong Energy A/S Skærbækværket | Fredericia | Art 4(1) - old-new plants | CHP | 830 |  | 0 | 0 | 11.551 | 8784.972 | 0 | 1.8 | 308.4 | 4.7 | [7 empty] | 1.(c) | DONG ENERGY POWER A/S | DONG ENERGY POWER A/S - Skærbækværket | 10318 | Klippehagevej | 22 | Fredericia | 7000 | 308 | 0 | 0 | 502 | n
DK | 2012 | DK59 | 2012DK59 | 2012-59 | 59 | Frederiksberg Spidslastcentral kedel 1,2, 3 og 4 | Frederiksberg | Art 4(1) - old-new plants | District heating | 216 | No | 0 | 0 | 170 | 0 | 0 | 4 | 7.5 | 0.04
DK | 2012 | DK81 | 2012DK81 | 2012-81 | 81 | Frederikshavn Kraftvarmeværk | Frederikshavn | Art 4(3) - existing plants | CHP | 53.7 | Yes | 0 | 0 | 0 | 60.475 | 0 | 0.03 | 2.9 | 0.08
DK | 2012 | DK34 | 2012DK34 | 2012-34 | 34 | Dong Energy A/S Kyndbyværket | Frederikssund | Art 4(1) - old-new plants | ESI | 1602 | No | 0 | 0 | 606 | 0 | 0 | 10 | 56 | 273 | SO2,NOx calculated | [6 empty] | 1.(c) | DONG Energy Thermal Power A/S | DONG ENERGY POWER A/S, Kyndbyværket | 8975 | Kyndbyvej | 90 | Jægerspris | 3630 | 135 | 0 | 0 | 0 | m
DK | 2012 | DK35 | 2012DK35 | 2012-35 | 35 | Dong Energy A/S Kyndbyværket | Frederikssund | Art 4(1) - old-new plants | ESI | 220 | Yes | 0 | 0 | 37.5 | 0 | 0 | 0.7 |  |  | No NOx and dust emissionsdata. | [6 empty] | 1.(c) | DONG Energy Thermal Power A/S | DONG ENERGY POWER A/S, Kyndbyværket | 8975 | Kyndbyvej | 90 | Jægerspris | 3630 | 135 | 0 | 0 | 0 | m
DK | 2012 | DK36 | 2012DK36 | 2012-36 | 36 | Dong Energy A/S Kyndbyværket | Frederikssund | Art 4(1) - old-new plants | ESI | 220 | Yes | 0 | 0 | 19.2 | 0 | 0 | 0.34 |  |  | No NOx and dust emissionsdata. | [6 empty] | 1.(c) | DONG Energy Thermal Power A/S | DONG ENERGY POWER A/S, Kyndbyværket | 8975 | Kyndbyvej | 90 | Jægerspris | 3630 | 135 | 0 | 0 | 0 | m
DK | 2012 | DK28 | 2012DK28 | 2012-28 | 28 | I/S Vestforbrænding | Glostrup | Art 4(1) - old-new plants | CHP | 60 | Yes | 0 | 0 | 1 | 17 | 0 | 0.001 | 1 | [8 empty] | 5.(b) | I/S VESTFORBRÆNDING | I/S VESTFORBRÆNDING, GLOSTRUP | 10452 | Ejby Mosevej | 219 | Glostrup | 2600 | 348 | 0 | 0 | 0 | n
DK | 2012 | DK25 | 2012DK25 | 2012-25 | 25 | Nordic Sugar Nykøbing | Guldborgsund | Art 4(3) - existing plants | Other (non refineries) | 104.3 | No | 0 | 0 | 0 | 0 | 0 | 33 |  | 48 | Derogation artikel 4(4) In earlier reportings named: Danisco Sugar | [6 empty] | 8.(b) | NORDIC SUGAR A/S | Nordic Sugar A/S Nykøbing | 6210 | Østerbrogade | 2 | Nykøbing F | 4800 | 0 | 332 | 0 | 131 | m
DK | 2012 | DK65 | 2012DK65 | 2012-65 | 65 | Helsingør Kraftvarmeværk A/S | Helsingør | Art 4(1) - old-new plants | CHP | 140 | Yes | 0 | 0 | 0 | 1537 | 0 | 0 | 195 | 0 | In earlier reportings named: Vattenfall A/S Helsingør kraftvarmeværk. | [6 empty] | 1.(c) | Helsingør kraftvarmeværk A/S | Helsingør Kraftvarmeværk | 6906 | Energivej | 19 | Helsingør | 3000 | 292 | 0 | 0 | 0 | n
DK | 2012 | DK66 | 2012DK66 | 2012-66 | 66 | Helsingør Kraftvarmeværk A/S | Helsingør | Art 4(1) - old-new plants | CHP | 3 | No | 0 | 0 | 0 | 16 | 0 | 0 | 3 | 0 | In earlier reportings named: Vattenfall A/S Helsingør kraftvarmeværk. | [6 empty] | 1.(c) | Helsingør kraftvarmeværk A/S | Helsingør Kraftvarmeværk | 6906 | Energivej | 19 | Helsingør | 3000 | 292 | 0 | 0 | 0 | n
DK | 2012 | DK1 | 2012DK1 | 2012-1 | 1 | Dong Energy A/S Herningværket | Herning | Art 4(3) - existing plants | CHP | 95 | No | 4169 | 0 | 5.2 | 454 | 0 | 7.2 | 362 | 8.3 | [7 empty] | 1.(c) | Dong Energy Power A/S | DONG ENERGY POWER A/S Herningværket | 6883 | Miljøvej | 6 | Herning | 7400 | 362 | 0 | 0 | 0 | n
DK | 2012 | DK83 | 2012DK83 | 2012-83 | 83 | Varmecentral Holstebrovej | Herning | Art 4(1) - old-new plants | District heating | 33.5 | No | 0 | 0 | 0 | 68.7 | 0 | 0.02 | 13.4 | 0 | Energy input is given for the plant as a whole
DK | 2012 | DK84 | 2012DK84 | 2012-84 | 84 | Varmecentral Holstebrovej | Herning | Art 4(2) - new-new plants | District heating | 25 | No | 0 | 0 | 0 | 0 | 0
DK | 2012 | DK80 | 2012DK80 | 2012-80 | 80 | Hillerød Kraftvarmeværk | Hillerød | Art 4(1) - old-new plants | CHP | 174 | Yes | 0 | 0 | 0 | 1505 | 0 | 0 | 133 | 0 | [7 empty] | 1.(c) | HILLERØD KRAFTVARME ApS | Hillerød Kraftvarmeværk | 189696 | Hestehavevej | 1 | Hillerød | 3400 | 133 | 0 | 0 | 0 | n
DK | 2012 | DK91 | 2012DK91 | 2012-91 | 91 | Hjørring Varmeforsyning | Hjørring | Art 4(1) - old-new plants | CHP | 135 | Yes | 0 | 0 | 0 | 13 | 0 | 0 | 0.36 | 0
DK | 2012 | DK20 | 2012DK20 | 2012-20 | 20 | Dong Energy A/S Avedøreværket | Hvidovre | Art 4(3) - existing plants | CHP | 632.75 | No | 0 | 8364 | 286 | 0 | 0 | 221 | 323 | 10 | Emissions from the emergency unit ’hjælpedampkedel’ is not included due to limited operation of the unit. | [6 empty] | 1.(c) | DONG Energy A/S | DONG ENERGY POWER A/S, Avedøreværket | 9893 | Hammerholmen | 50 | Hvidovre | 2650 | 685 | 283 | 0 | 1010 | n
DK | 2012 | DK21 | 2012DK21 | 2012-21 | 21 | Dong Energy A/S Avedøreværket | Hvidovre | Art 4(1) - old-new plants | CHP | 805 | No | 13734 | 0 | 46 | 2348 | 0 | 17 | 215 | 6 | [7 empty] | 1.(c) | DONG Energy A/S | DONG ENERGY POWER A/S, Avedøreværket | 9893 | Hammerholmen | 50 | Hvidovre | 2650 | 685 | 283 | 0 | 1010 | n
DK | 2012 | DK22 | 2012DK22 | 2012-22 | 22 | Dong Energy A/S Avedøreværket | Hvidovre | Art 4(1) - old-new plants | CHP | 100 | No | 1230 | 0 | 0 | 0 | 0 | 44 | 118 | 0.6 | [7 empty] | 1.(c) | DONG Energy A/S | DONG ENERGY POWER A/S, Avedøreværket | 9893 | Hammerholmen | 50 | Hvidovre | 2650 | 685 | 283 | 0 | 1010 | n
DK | 2012 | DK23 | 2012DK23 | 2012-23 | 23 | Dong Energy A/S Avedøreværket | Hvidovre | Art 4(1) - old-new plants | CHP | 270 | Yes | 0 | 0 | 0 | 813 | 0 |  | 30 | [8 empty] | 1.(c) | DONG Energy A/S | DONG ENERGY POWER A/S, Avedøreværket | 9893 | Hammerholmen | 50 | Hvidovre | 2650 | 685 | 283 | 0 | 1010 | n
DK | 2012 | DK82 | 2012DK82 | 2012-82 | 82 | Ishøj Varmeværk | Ishøj | Art 4(3) - existing plants | District heating | 50.5 | No | 106 | 0 | 0 | 0.126 | 0 | 0.635 | 2.859 | 0.212
DK | 2012 | DK32 | 2012DK32 | 2012-32 | 32 | DONG Energy, Asnæsværket | Kalundborg | Art 4(3) - existing plants | CHP | 370 | No | 0 | 7302.3689 | 24.66 | 0 | 0 | 79 | 1337 | 12 | [7 empty] | 1.(c) | DONG Energy A/S | DONG ENERGY POWER A/S | 9603 | Asnæsvej | 16 | Kalundborg | 4400 | 1370 | 0 | 0 | 727 | n
DK | 2012 | DK33 | 2012DK33 | 2012-33 | 33 | DONG Energy, Asnæsværket | Kalundborg | Art 4(3) - existing plants | CHP | 1555 | No | 0 | 257 | 58.7 | 0 | 0 | 2 | 31 | 0 | [7 empty] | 1.(c) | DONG Energy A/S | DONG ENERGY POWER A/S | 9603 | Asnæsvej | 16 | Kalundborg | 4400 | 1370 | 0 | 0 | 727 | n
DK | 2012 | DK46 | 2012DK46 | 2012-46 | 46 | Statoil Refining Denmark | Kalundborg | Art 4(3) - existing plants | Refineries | 101.5 | No | 0 | 0 | 0 | 0 | 9051 | 89 | 566 |  | calculated emissiones for all combustion units (269 MW) at the company | [6 empty] | 1.(a) | STATOIL REFINING DENMARK A/S | STATOIL REFINING DENMARK A/S | 10286 | Melbyvej | 17 | Kalundborg | 4400 | 566 | 0 | 0 | 520 | n
DK | 2012 | DK47 | 2012DK47 | 2012-47 | 47 | Statoil Refining Denmark | Kalundborg | Art 4(1) - old-new plants | Refineries | 62.3 | No | 0 | 0 | 0 | 0 | 0 | [10 empty] | 1.(a) | STATOIL REFINING DENMARK A/S | STATOIL REFINING DENMARK A/S | 10286 | Melbyvej | 17 | Kalundborg | 4400 | 566 | 0 | 0 | 520 | n
DK | 2012 | DK90 | 2012DK90 | 2012-90 | 90 | Københavns Lufthavns Kedelcentral, KLC2 | Kastrup | Art 4(1) - old-new plants | District heating | 163 | No | 0 | 0 | 30 | 0 | 0 | 0.8 | 1.9 | 0
DK | 2012 | DK14 | 2012DK14 | 2012-14 | 14 | Dong Energy A/S H.C. Ørsted Værket | København | Art 4(2) - new-new plants | District heating | 212 | No | 0 | 0 | 234 | 0 | 0 | 5.5 | 13 | 0.4 | [7 empty] | 1.(c) | DONG Energy A/S | DONG ENERGY POWER A/S, H.C. Ørstedværket | 6903 | Tømmergravsgade | 2 | København SV | 2450 | 237 | 0 | 0 | 244 | n
DK | 2012 | DK15 | 2012DK15 | 2012-15 | 15 | Dong Energy A/S H.C. Ørsted Værket | København | Art 4(3) - existing plants | CHP | 285 | No | 0 | 0 | 0 | 2898 | 0 |  | 115 | 0.2 | [7 empty] | 1.(c) | DONG Energy A/S | DONG ENERGY POWER A/S, H.C. Ørstedværket | 6903 | Tømmergravsgade | 2 | København SV | 2450 | 237 | 0 | 0 | 244 | n
DK | 2012 | DK16 | 2012DK16 | 2012-16 | 16 | Dong Energy A/S H.C. Ørsted Værket | København | Art 4(2) - new-new plants | CHP | 127 | Yes | 0 | 0 | 0 | 1082 | 0 |  | 34 | [8 empty] | 1.(c) | DONG Energy A/S | DONG ENERGY POWER A/S, H.C. Ørstedværket | 6903 | Tømmergravsgade | 2 | København SV | 2450 | 237 | 0 | 0 | 244 | n
DK | 2012 | DK17 | 2012DK17 | 2012-17 | 17 | Dong Energy A/S Svanemølleværket | København | Art 4(1) - old-new plants | District heating | 286 | No | 0 | 0 | 8 | 1653 | 0 | 0.2 | 53 | 1.2 | [7 empty] | 1.(c) | DONG Energy A/S | DONG Energy Power A/S - Svanemølleværket | 6899 | Lautrupsgade | 1 | København Ø | 2100 | 0 | 0 | 0 | 147 | n
DK | 2012 | DK18 | 2012DK18 | 2012-18 | 18 | Dong Energy A/S Svanemølleværket | København | Art 4(2) - new-new plants | CHP | 242 | Yes | 0 | 0 | 0 | 921 | 0 |  | 43 | 0.6 | [7 empty] | 1.(c) | DONG Energy A/S | DONG Energy Power A/S - Svanemølleværket | 6899 | Lautrupsgade | 1 | København Ø | 2100 | 0 | 0 | 0 | 147 | n
DK | 2012 | DK68 | 2012DK68 | 2012-68 | 68 | Lygten Varmeværk (HOFOR) | København | Art 4(1) - old-new plants | District heating | 204 | No | 0 | 0 | 52 | 0 | 0 | 0.161 | 2.813 | 0 | [7 empty] | 1.(c) | KE VARME P/S | KE VARME P/S | 189634 | Lygten | 20 | København NV | 2400 | 0 | 0 | 0 | 0 | n
DK | 2012 | DK69 | 2012DK69 | 2012-69 | 69 | Østre Varmecentral (HOFOR) | København | Art 4(1) - old-new plants | District heating | 75 | No | 0 | 0 | 53 | 0 | 0 | 0.128 | 2.702 | 0
DK | 2012 | DK67 | 2012DK67 | 2012-67 | 67 | Sundholm Varmecentral (HOFOR) | København | Art 4(1) - old-new plants | District heating | 108 | No | 0 | 0 | 73 | 0 | 0 | 0.18 | 3.738 | 0
DK | 2012 | DK7 | 2012DK7 | 2012-7 | 7 | Vattenfall A/S Amagerværket | København | Art 4(2) - new-new plants | CHP | 347 | No | 5981.94 | 0 | 85.17 | 0 | 0 | 12.0684 | 68.6346 | 5.92 | [7 empty] | 1.(c) | VATTENFALL A/S | VATTENFALL A/S, Amagerværket | 6901 | Kraftværksvej | 37 | København S | 2300 | 205 | 0 | 0 | 993 | n
DK | 2012 | DK8 | 2012DK8 | 2012-8 | 8 | Vattenfall A/S Amagerværket | København |  | CHP | 260 | No | 0 | 0 | 0 | 0 | 0 |  |  |  | No production and not registered to the grid (Energinet.dk) | [6 empty] | 1.(c) | VATTENFALL A/S | VATTENFALL A/S, Amagerværket | 6901 | Kraftværksvej | 37 | København S | 2300 | 205 | 0 | 0 | 993 | n
DK | 2012 | DK9 | 2012DK9 | 2012-9 | 9 | Vattenfall A/S Amagerværket | København | Art 4(3) - existing plants | CHP | 595 | No | 39.66 | 9949.54 | 335.79 | 0 | 0 | 95.965 | 136.3876 | 6.96 | [7 empty] | 1.(c) | VATTENFALL A/S | VATTENFALL A/S, Amagerværket | 6901 | Kraftværksvej | 37 | København S | 2300 | 205 | 0 | 0 | 993 | n
DK | 2012 | DK48 | 2012DK48 | 2012-48 | 48 | VEKS Køge Kraftvarmeværk | Køge | Art 4(1) - old-new plants | CHP | 56 | No | 1098 | 0 | 0.6 | 0 | 0 | 2.04 | 75.82 | 6.7 | In earlier reportings named: Dong Energy A/S Køge kraftvarmeværk | [6 empty] | 1.(c) | VESTEGNENS KRAFTVARMESELSKAB I/S | Køge Kraftvarmeværk | 189681 | Værftsvej | 2 | Køge | 4600 | 0 | 0 | 0 | 0 | n
DK | 2012 | DK12 | 2012DK12 | 2012-12 | 12 | Triple Nine Fish Protein A.M.B.A. | Lemvig | Art 4(1) - old-new plants | Other (non refineries) |  | No | 0 | 0 | 0 | 0 | 0 |  |  |  | Production and emissions for this year was not reported
DK | 2012 | DK42 | 2012DK42 | 2012-42 | 42 | Danske Commodities | Lyngby | Art 4(1) - old-new plants | CHP | 76.7 | No | 0 | 0 | 0 | 1032 | 0 | 0 | 0.05 | 0 | In earlier reportings named: Dong Energy A/S DTO kraftvarmeværk
DK | 2012 | DK24 | 2012DK24 | 2012-24 | 24 | Nordic Sugar Nakskov | Nakskov, Lolland | Art 4(3) - existing plants | Other (non refineries) | 157 | No | 0 | 0 | 0 | 0 | 0 | 360 | 169 |  | no data for dust In earlier reportings named: Danisco Sugar
DK | 2012 | DK5 | 2012DK5 | 2012-5 | 5 | Grenaa Kraftvarmeværk - Verdo | Norddjurs | Art 4(1) - old-new plants | CHP | 88 | No | 746 | 537 | 29 | 0 | 0 | 107 | 57 | 4.8 | In earlier reportings named: Dong Energy A/S Grenaa kraftvarmeværk | [6 empty] | 1.(c) | VERDO PRODUKTION A/S | Grenå Kraftvarmeværk | 189659 | Kalorievej | 11 | Grenaa | 8500 | 0 | 0 | 0 | 0 | m
DK | 2012 | DK43 | 2012DK43 | 2012-43 | 43 | Dalum Papir A/S | Odense | Art 4(3) - existing plants | Other (non refineries) | 56 | No | 0 | 0 | 0 | 0 | 0 |  |  |  | Operation of the plant ceased in november 2012, and the production and emissions for this year was not reported.
DK | 2012 | DK44 | 2012DK44 | 2012-44 | 44 | Dalum Papir A/S | Odense | Art 4(2) - new-new plants | Other (non refineries) | 27 | No | 0 | 0 | 0 | 0 | 0
DK | 2012 | DK60 | 2012DK60 | 2012-60 | 60 | Fjernvarme Fyn A/S (Billedskærervej Varmecentral) | Odense | Art 4(3) - existing plants | District heating | 118.26 | No | 0 | 0 | 10 | 17 | 0 | 0.2 | 2.9
DK | 2012 | DK61 | 2012DK61 | 2012-61 | 61 | Fjernvarme Fyn A/S (Centrum Varmecentral) | Odense | Art 4(1) - old-new plants | District heating | 79.2 | No | 0 | 0 | 0 | 28 | 0 | 0 | 3.8
DK | 2012 | DK62 | 2012DK62 | 2012-62 | 62 | Fjernvarme Fyn A/S (Dalum Varmecentral) | Odense | Art 4(1) - old-new plants | District heating | 60.56 | No | 0 | 0 | 4.5 | 0.4 | 0 | 0.1 | 0.36
DK | 2012 | DK63 | 2012DK63 | 2012-63 | 63 | Fjernvarme Fyn A/S (Sydøst Varmecentral) | Odense | Art 4(3) - existing plants | District heating | 56.99 | No | 0 | 0 | 8.5 | 0 | 0 | 0.2 | 0.6
DK | 2012 | DK64 | 2012DK64 | 2012-64 | 64 | Fjernvarme Fyn A/S (Vollsmose Varmecentral) | Odense | Art 4(1) - old-new plants | District heating | 60.36 | No | 0 | 0 | 5.7 | 15 | 0 | 0.1 | 2.5
DK | 2012 | DK38 | 2012DK38 | 2012-38 | 38 | Vattenfall A/S, Fynsværket | Odense | Art 4(1) - old-new plants | CHP | 875 | No | 0 | 17425.36 | 147.57 | 0 | 45.64 | 226.2 | 138.9 | 97.7 | [7 empty] | 1.(c) | VATTENFALL A/S | Vattenfall A/S - Fynsværket | 6881 | Havnegade | 120 | Odense C | 5000 | 416 | 229 | 0 | 1640 | n
DK | 2012 | DK39 | 2012DK39 | 2012-39 | 39 | Vattenfall A/S, Fynsværket | Odense | Art 4(2) - new-new plants | CHP | 117.5 | No | 1959 | 0 | 0 | 0 | 0 | 3.024 | 277.278 | 1.4164 | [7 empty] | 1.(c) | VATTENFALL A/S | Vattenfall A/S - Fynsværket | 6881 | Havnegade | 120 | Odense C | 5000 | 416 | 229 | 0 | 1640 | n
DK | 2012 | DK37 | 2012DK37 | 2012-37 | 37 | Daka SecAnim | Randers |  | Other (non refineries) | 50.6 | No | 0 | 0 | 0 | 0 | 0 | 0.1 | 67 |  | Naturalgas: 124,3 mio kwh/year
DK | 2012 | DK45 | 2012DK45 | 2012-45 | 45 | Verdo Produktion A/S, Randers | Randers | Art 4(3) - existing plants | CHP | 150.8 | No | 3702 | 1968 | 63 | 0 | 17.5 | 0.03 | 290 | 5.5 | Bio-oil 23,179 TJ | [6 empty] | 1.(c) | Verdo Produktion A/S | Verdo Produktion A/S | 9857 | Kulholmsvej | 12 | Randers NØ | 8930 | 288 | 0 | 0 | 0 | n
DK | 2012 | DK86 | 2012DK86 | 2012-86 | 86 | AffaldVarme Aarhus | Riiskov, Aarhus Municipality | Art 4(1) - old-new plants | District heating | 53 | No | 0 | 0 | 1 | 0 | 0 | 0.024 | 0.065 | 0.00503
DK | 2012 | DK29 | 2012DK29 | 2012-29 | 29 | ØSTKRAFT Produktion A/S | Rønne, Bornholm | Art 4(3) - existing plants | ESI | 52.6 | No | 0 | 0 | 18 | 0 | 0 | 2.9 | 34.1 |  | calculated emmisions | [6 empty] | 1.(c) | Østkraft Net A/S | Østkraft Produktion A/S | 9658 | Skansevej | 2 | Rønne | 3700 | 110 | 202 | 0 | 0 | n
DK | 2012 | DK30 | 2012DK30 | 2012-30 | 30 | ØSTKRAFT Produktion A/S | Rønne, Bornholm | Art 4(3) - existing plants | ESI | 90 | No | 0 | 0 | 35 | 0 | 0 | 12.2 | 5 |  | calculated emmisions | [6 empty] | 1.(c) | Østkraft Net A/S | Østkraft Produktion A/S | 9658 | Skansevej | 2 | Rønne | 3700 | 110 | 202 | 0 | 0 | n
DK | 2012 | DK31 | 2012DK31 | 2012-31 | 31 | ØSTKRAFT Produktion A/S | Rønne, Bornholm | Art 4(1) - old-new plants | CHP | 108 | No | 213 | 457 | 14 | 0 | 0 | 97.2 | 60.5 | 0.8 | [7 empty] | 1.(c) | Østkraft Net A/S | Østkraft Produktion A/S | 9658 | Skansevej | 2 | Rønne | 3700 | 110 | 202 | 0 | 0 | n
DK | 2012 | DK49 | 2012DK49 | 2012-49 | 49 | Varmeværket Hovedcentralen | Roskilde | Art 4(1) - old-new plants | District heating | 99 | No | 0 | 0 | 15.4 | 39.7 | 0 | 9.84 | 29.4 | 4.28
DK | 2012 | DK57 | 2012DK57 | 2012-57 | 57 | Silkeborg Varme | Silkeborg | Art 4(1) - old-new plants | CHP | 102 | Yes | 0 | 0 | 0 | 1805 | 0 | 0 | 17 | 0 | [7 empty] | 1.(c) | SILKEBORG VARME A/S | Kraftvarmeværket | 189548 | Kejlstrupvej | 239 | Silkeborg | 8600 | 0 | 0 | 0 | 104 | n
DK | 2012 | DK58 | 2012DK58 | 2012-58 | 58 | Silkeborg Varme | Silkeborg | Art 4(1) - old-new plants | CHP | 102 | Yes | 0 | 0 | 0 |  | 0 | 0 | 35 | 0 | Energy input is given for the plant as a whole | [6 empty] | 1.(c) | SILKEBORG VARME A/S | Kraftvarmeværket | 189548 | Kejlstrupvej | 239 | Silkeborg | 8600 | 0 | 0 | 0 | 104 | n
DK | 2012 | DK56 | 2012DK56 | 2012-56 | 56 | Varmecentralen Hostrupsgade 45 | Silkeborg | Art 4(3) - existing plants | District heating | 69 | No | 0 | 0 | 1.5 | 658 | 0 | 0.014 | 99.5 | 0
DK | 2012 | DK92 | 2012DK92 | 2012-92 | 92 | Skive Fjernvarme a.m.b.a. | Skive | Art 4(1) - old-new plants | CHP | 33 | No | 0 | 0 | 0 | 54 | 0 | 0.02 | 7.29 | [8 empty] | 1.(c) | I/S SKIVE FJERNVARME | I/S SKIVE FJERNVARME | 189593 | Marius Jensens Vej | 3 | Skive | 7800 | 0 | 0 | 0 | 0 | n
DK | 2012 | DK93 | 2012DK93 | 2012-93 | 93 | Skive Fjernvarme a.m.b.a. | Skive | Art 4(3) - existing plants | District heating | 53 | No | 0 | 0 | 123 | 0 | 0 | 0.13 | 8.67 |  | Fuel= bioolie | [6 empty] | 1.(c) | I/S SKIVE FJERNVARME | I/S SKIVE FJERNVARME | 189593 | Marius Jensens Vej | 3 | Skive | 7800 | 0 | 0 | 0 | 0 | n
DK | 2012 | DK19 | 2012DK19 | 2012-19 | 19 | Dong Energy A/S Stigsnæsværket | Slagelse | Art 4(3) - existing plants | CHP | 700 | No | 0 | 0 | 160 | 0 | 0 | 47 | 7 | 0.1
DK | 2012 | DK95 | 2012DK95 | 2012-95 | 95 | Høje Gladsaxe Spidslastcentral | Søborg, Gladsaxe Municipality | Art 4(1) - old-new plants | District heating | 58.8 | No | 0 | 0 | 110 | 0 | 0 | 2.6 | 6.8 | 0.03
DK | 2012 | DK2 | 2012DK2 | 2012-2 | 2 | Dong Energy A/S Studstrupværket | Studstrup, Aarhus Municipality | Art 4(3) - existing plants | CHP | 700 | No | 865 | 23037 | 290 | 0 | 0 | 188 | 430 | 54 | [7 empty] | 1.(c) | Dong Energy Power A/S | DONG ENERGY POWER A/S, Studstrupværket | 10313 | Ny Studstrupvej | 14 | Skødstrup | 8541 | 430 | 188 | 54 | 2200 | m
DK | 2012 | DK52 | 2012DK52 | 2012-52 | 52 | Viborg Kraftvarme A/S | Viborg | Art 4(1) - old-new plants | District heating | 16.2 | No | 0 | 0 | 0 | 117.07 | 0 | 0 | 5.84 | 0 | [7 empty] | 1.(c) | ENERGI VIBORG KRAFTVARME A/S | ENERGI VIBORG KRAFTVARME A/S | 10455 | Industrivej | 40 | Viborg | 8800 | 0 | 0 | 0 | 123 | n
DK | 2012 | DK53 | 2012DK53 | 2012-53 | 53 | Viborg Kraftvarme A/S | Viborg | Art 4(1) - old-new plants | District heating | 128.2 | Yes | 0 | 0 | 0 | 1810.844 | 0 | 0 | 45.9 | 0 | [7 empty] | 1.(c) | ENERGI VIBORG KRAFTVARME A/S | ENERGI VIBORG KRAFTVARME A/S | 10455 | Industrivej | 40 | Viborg | 8800 | 0 | 0 | 0 | 123 | n
DK | 2012 | DK87 | 2012DK87 | 2012-87 | 87 | AffaldVarme Aarhus | Viby, Aarhus Municipality | Art 4(1) - old-new plants | District heating | 126 | No | 0 | 0 | 30 | 0 | 0 | 0.709 | 1.846 | 0.15132
DK | 2012 | DK88 | 2012DK88 | 2012-88 | 88 | AffaldVarme Aarhus | Viby, Aarhus Municipality | Art 4(1) - old-new plants | District heating | 54 | No | 0 | 0 | 2 | 0 | 0 | 0.049 | 0.136 | 0.010485
[39 empty] | 95 | total
[39 empty] | 0 | p
[39 empty] | 44 | n
[39 empty] | 7 | m
[39 empty] | 0 | l
Note on U2: Ioanna Kourti: Comments prefixed with "AMEC" are comments by AMEC.
Note on Z2: Ioanna Kourti: Notes in this column which state a pollutant indicate that the ELVs for that pollutants do not apply until the specified date.

## EE
[28 empty] | E-PRTR | [10 empty] | method (p=postal code, n=plants'/facilities' names and addresses, m=manually, l=same linkage as for 2008 data)
MS | Year | Master LCP ID | Unique ID | ID per MS | Plant Number | Plant name | Plant location | Status of the plant | Sector | MWth | Gas turbine | Biomass (TJ) | Other solid fuels (TJ) | Liquid fuels (TJ) | Natural gas (TJ) | Other gases (TJ) | SO2 (t) | NOx (t) | Dust (t) | Further explanations or comments by MS | NERP | TNP | IED Article 33 potential opt-outs | Small isolated systems | Accession Treaty | Currently closed? - Year of closure if known | ActivityCode | ParentCompanyName | FacilityName | FacilityID | StreetName | BuildingNumber | City | PostalCode | NOX(t) | SOX(t) | PM10(t) | CO2(kt)
EE | 2012 | EE17 | 2012EE17 | 2012-17 | 17 | Alexela Sillamäe AS | Kesk 2b, Sillamäe | Art 4(2) - new-new plants | District heating | 72 | No |  |  |  | 164.1 |  |  | 9.846 | [8 empty] | 1.(c) | Alexela Logistics AS | Alexela Sillamäe AS, Sillamäe naftasaaduste ja põlevkiviõli terminal | 189698 | Kesk | 2b, 2g, 2p, 2u | Sillamäe linn | 40231 | 0 | 0 | 0 | 0 | n
EE | 2012 | EE2 | 2012EE2 | 2012-2 | 2 | Anne Soojus AS | Turu 18, Tartu | Art 4(3) - existing plants | District heating | 227 | No |  |  |  | 67.8 |  |  | 4.711 | [8 empty] | 1.(c) | Fortum Tartu AS | Anne Soojus AS, Turu katlamaja | 16940 | Turu | 18 | Tartu linn | 51014 | 0 | 0 | 0 | 0 | n
EE | 2012 | EE3 | 2012EE3 | 2012-3 | 3 | Anne Soojus AS | Lohkva, Luunja vald | Art 4(3) - existing plants | District heating | 116 | No | 60.1 | 206.2 |  | 19.5 |  |  | 31.242 | 9.08 | [7 empty] | 1.(c) | Fortum Tartu AS | Anne Soojus AS, Anne katlamaja | 16955 | – | – | Lohkva küla, Luunja vald | 62207 | 0 | 0 | 0 | 0 | m
EE | 2012 | EE13 | 2012EE13 | 2012-13 | 13 | Anne Soojus AS, koostootmisjaam | Lohkva, Luunja vald | Art 4(2) - new-new plants | CHP | 84 | No | 1888.1 | 606.8 |  | 7.6 |  | 110.503 | 174.512 | 11.19 | [7 empty] | 1.(c) | Fortum Tartu AS | Anne Soojus AS, Anne koostootmisjaam | 101418 | – | – | Lohkva küla, Luunja vald | 62211 | 175 | 0 | 0 | 0 | n
EE | 2012 | EE1 | 2012EE1 | 2012-1 | 1 | Eesti Energia AS, Iru Elektrijaam | Peterburi tee 105, Maardu | Art 4(3) - existing plants | CHP | 1068 | No |  |  |  | 1784.7 |  |  | 108.1 | [8 empty] | 1.(c) | – | Eesti Energia AS, Iru elektrijaam | 5897 | Peterburi tee | 105 | Maardu linn | 74114 | 108 | 0 | 0 | 0 | n
EE | 2012 | EE9 | 2012EE9 | 2012-9 | 9 | Eesti Energia Narva Elektrijaamad AS, Balti Elektrijaam | Elektrijaama tee 59, Narva | Art 4(3) - existing plants | CHP | 2450 | No | 4655.9 | 14287.1 | 109.1 | 215.3 |  | 2576.326 | 1154.243 | 2369.114 | [7 empty] | 1.(c) | Eesti Energia AS | Eesti Energia Narva Elektrijaamad AS, Balti elektrijaam | 5951 | Elektrijaama tee | 59 | Narva linn | 21004 | 1150 | 2580 | 1860 | 1950 | n
EE | 2012 | EE8 | 2012EE8 | 2012-8 | 8 | Eesti Energia Narva Elektrijaamad AS, Eesti Elektrijaam | Auvere, Ida-Virumaa | Art 4(3) - existing plants | CHP | 4400 | No |  | 88980.4 | 494.2 |  | 2824.4 | 20506.842 | 8464.034 | 3305.895 | [7 empty] | 3.(b) | Eesti Energia AS | Eesti Energia Kaevandused AS, Aidu põlevkivikarjäär | 16925 | – | – | Maidla vald, Ida-Viru maakond | 42301 | 0 | 0 | 0 | 0 | m
EE | 2012 | EE11 | 2012EE11 | 2012-11 | 11 | Fortum Termest AS | Suur-Jõe 52, Pärnu | Art 4(3) - existing plants | District heating | 70 | No |  | 0.1 |  | 7.5 |  | 0.025 | 0.792 | 0.029 | [7 empty] | 1.(c) | – | Fortum Termest AS, Pärnu tsentraalkatlamaja | 5821 | Suur-Jõe | 52 | Pärnu linn | 80010 | 0 | 0 | 0 | 0 | n
EE | 2012 | EE16 | 2012EE16 | 2012-16 | 16 | Fortum Termest AS, Niidu katlamaja | Niidu 24, Pärnu | Art 4(2) - new-new plants | CHP | 81 | No | 2018 | 347.2 |  | 15.3 |  | 54.06 | 118.275 | 6.304 | [7 empty] | 1.(c) | – | Fortum Termest AS, Pärnu koostootmisjaam | 158370 | Niidu | 24 | Pärnu linn | 80047 | 118 | 0 | 0 | 0 | n
EE | 2012 | EE12 | 2012EE12 | 2012-12 | 12 | Horizon Tselluloosi ja Paberi AS | Anija mnt. 10, Kehra | Art 4(3) - existing plants | District heating | 99.7 | No | 112.5 |  |  | 493.7 |  | 1.125 | 60.625 | 112.54 | [7 empty] | 6.(b) | Tolaram Group | Horizon Tselluloosi ja Paberi AS, Kehra paberivabrik | 5742 | Anija mnt | 10 | Kehra vallasisene linn, Anija vald | 74305 | 0 | 0 | 107 | 0 | n
EE | 2012 | EE | 2012EE | 2012- |  | Narva Elektrijaamad AS, Balti Elektrijaam, fluidised bed combustion | Elektrijaama tee 59, Narva | Art 4(3) - existing plants | CHP | 550 | [16 empty] | 1.(c) | Eesti Energia AS | Eesti Energia Narva Elektrijaamad AS, Balti elektrijaam | 5951 | Elektrijaama tee | 59 | Narva linn | 21004 | 1150 | 2580 | 1860 | 1950 | n
EE | 2012 | EE | 2012EE | 2012- |  | Narva Elektrijaamad AS, Balti Elektrijaam, pulverised combustion | Elektrijaama tee 59, Narva | Art 4(3) - existing plants | CHP | 1650 | [16 empty] | 1.(c) | Eesti Energia AS | Eesti Energia Narva Elektrijaamad AS, Balti elektrijaam | 5951 | Elektrijaama tee | 59 | Narva linn | 21004 | 1150 | 2580 | 1860 | 1950 | n
EE | 2012 | EE | 2012EE | 2012- |  | Narva Elektrijaamad AS, Balti Elektrijaam, reserve boiler house | Elektrijaama tee 59, Narva | Art 4(3) - existing plants | CHP | 250 | [16 empty] | 1.(c) | Eesti Energia AS | Eesti Energia Narva Elektrijaamad AS, Balti elektrijaam | 5951 | Elektrijaama tee | 59 | Narva linn | 21004 | 1150 | 2580 | 1860 | 1950 | n
EE | 2012 | EE | 2012EE | 2012- |  | Narva Elektrijaamad AS, Eesti Elektrijaam, fluidised bed combustion | Auvere, Ida-Virumaa | Art 4(3) - existing plants | CHP | 550 | [16 empty] | 1.(c) | Eesti Energia AS | Eesti Energia Narva Elektrijaamad AS, Eesti elektrijaam | 5952 | – | – | Auvere küla, Vaivara vald | 40101 | 8460 | 20500 | 2000 | 9440 | m
EE | 2012 | EE | 2012EE | 2012- |  | Narva Elektrijaamad AS, Eesti Elektrijaam, pulverised combustion | Auvere, Ida-Virumaa | Art 4(3) - existing plants | CHP | 3850 | [16 empty] | 1.(c) | Eesti Energia AS | Eesti Energia Narva Elektrijaamad AS, Eesti elektrijaam | 5952 | – | – | Auvere küla, Vaivara vald | 40101 | 8460 | 20500 | 2000 | 9440 | m
EE | 2012 | EE10 | 2012EE10 | 2012-10 | 10 | Sillamäe Soojuselektrijaam AS | Kesk 2, Sillamäe | Art 4(3) - existing plants | CHP | 103 | No | 3.2 | 1238.6 | 15.2 | 388.5 |  | 897.393 | 184.116 | 60.779 | [7 empty] | 1.(c) | – | Sillamäe SEJ AS, Sillamäe soojuselektrijaam | 5834 | Kesk | 2 | Sillamäe linn | 40231 | 184 | 897 | 0 | 146 | n
EE | 2012 | EE14 | 2012EE14 | 2012-14 | 14 | Tallinna Elektrijaam OÜ | Tooma 14/Väomurru 1, Tallinn | Art 4(2) - new-new plants | CHP | 82 | No | 2189.5 | 235.7 | 2.2 |  |  |  | 282.488 | 6.989 | [7 empty] | 1.(c) | Elekter ja Küte AS | Tallinna Elektrijaam OÜ, Tallinna elektrijaam | 101411 | Tooma | 14 | Lasnamäe linnaosa, Tallinn | 11415 | 282 | 0 | 0 | 0 | n
EE | 2012 | EE4 | 2012EE4 | 2012-4 | 4 | Tallinna Küte AS, Kadaka katlamaja | Marja 5, Tallinn | Art 4(3) - existing plants | District heating | 316 | No |  |  | 0.1 | 1653.6 |  | 0.005 | 46.297 | 0.012 | [7 empty] | 1.(c) | Dalkia International | Tallinna Küte AS, Mustamäe katlamaja | 158367 | Kadaka tee | 181 | Mustamäe linnaosa, Tallinn | 12912 | 0 | 0 | 0 | 115 | m
EE | 2012 | EE5 | 2012EE5 | 2012-5 | 5 | Tallinna Küte AS, Mustamäe katlamaja | Kadaka tee 181, Tallinn | Art 4(3) - existing plants | District heating | 446.3 | No |  |  | 4.3 | 2050.5 |  | 0.178 | 87.732 | 0.426 | [7 empty] | 1.(c) | Dalkia International | Tallinna Küte AS, Mustamäe katlamaja | 158367 | Kadaka tee | 181 | Mustamäe linnaosa, Tallinn | 12912 | 0 | 0 | 0 | 115 | m
EE | 2012 | EE6 | 2012EE6 | 2012-6 | 6 | Tallinna Küte AS, Ülemiste katlamaja | Masina 18, Tallinn | Art 4(3) - existing plants | District heating | 255 | No |  |  |  | 432.2 |  |  | 17.31 | [8 empty] | 1.(c) | Dalkia International | Tallinna Küte AS, Mustamäe katlamaja | 158367 | Kadaka tee | 181 | Mustamäe linnaosa, Tallinn | 12912 | 0 | 0 | 0 | 115 | m
EE | 2012 | EE7 | 2012EE7 | 2012-7 | 7 | VKG Energia OÜ, Põhjajaam | Elektriku 3, Kohtla-Järve | Art 4(3) - existing plants | CHP | 288 | No |  | 52.11 |  | 9.5 | 2988.8 | 3620.798 | 84.029 | 12.474 | [7 empty] | 1.(c) | Viru Keemia Grupp AS | VKG Energia OÜ, Kohtla-Järve Põhja soojuselektrijaam | 5942 | Elektriku | 3 | Kohtla-Järve linn | 30199 | 0 | 3620 | 0 | 322 | n
EE | 2012 | EE15 | 2012EE15 | 2012-15 | 15 | VKG Soojus AS, Tipu- ja reservkatlamaja | Ritsika 1, Kohtla-Järve | Art 4(2) - new-new plants | CHP | 100 | No |  |  |  | 284.8 |  |  | 10.05 | [8 empty] | 1.(b) | Viru Keemia Grupp AS | VKG Oil AS, Kohtla-Järve põlevkiviõlitööstus | 5944 | Järveküla tee | 14 | Kohtla-Järve linn | 30198 | 0 | 983 | 0 | 0 | m
[39 empty] | 22 | total
[39 empty] | 0 | p
[39 empty] | 14 | n
[39 empty] | 8 | m
[39 empty] | 0 | l
Note on U2: Ioanna Kourti: Comments prefixed with "AMEC" are comments by AMEC.
Note on Z2: Ioanna Kourti: Notes in this column which state a pollutant indicate that the ELVs for that pollutants do not apply until the specified date.

## ES
[28 empty] | E-PRTR | [10 empty] | method (p=postal code, n=plants'/facilities' names and addresses, m=manually, l=same linkage as for 2008 data)
MS | Year | Master LCP ID | Unique ID | ID per MS | Plant Number | Plant name | Plant location | Status of the plant | Sector | MWth | Gas turbine | Biomass (TJ) | Other solid fuels (TJ) | Liquid fuels (TJ) | Natural gas (TJ) | Other gases (TJ) | SO2 (t) | NOx (t) | Dust (t) | Further explanations or comments by MS | NERP | TNP | IED Article 33 potential opt-outs | Small isolated systems | Accession Treaty | Currently closed? - Year of closure if known | ActivityCode | ParentCompanyName | FacilityName | FacilityID | StreetName | BuildingNumber | City | PostalCode | NOX(t) | SOX(t) | PM10(t) | CO2(kt)
ES | 2012 | ES29 | 2012ES29 | 2012-29 | 29 | CT AS PONTES I-II-III-IV | A Coruña (Galicia) | Art 4(3) - existing plants | ESI | 3800 | No | 0 | 97999.9341 | 225.3707 | 0 | 0 | 10181.77 | 11096.96 | 619.8 | [7 empty] | 1.(c) | ENDESA GENERACIÓN, S.L. | UNIDAD DE PRODUCCION TERMICA AS PONTES | 8972 | A BALSA | S/N | PONTES DE GARCIA RODRIGUEZ (AS) | 15320 | 11100 | 10200 | 620 | 8940 | m
ES | 2012 | ES82 | 2012ES82 | 2012-82 | 82 | CTCC AMOREBIETA-BE 1 | Amorebieta - Bizkaia (Pais Vasco) | Art 4(2) - new-new plants | ESI | 689 | Yes | 0 | 0 | 0 | 2707.5838 | 0 | 0.268 | 42.957 | 0
ES | 2012 | ES83 | 2012ES83 | 2012-83 | 83 | CTCC AMOREBIETA-BE 2 | Amorebieta - Bizkaia (Pais Vasco) | Art 4(2) - new-new plants | ESI | 689 | Yes | 0 | 0 | 0 | 2574.963 | 0 | 0.286 | 53.994 | 0
ES | 2012 | ES24 | 2012ES24 | 2012-24 | 24 | CT TERUEL I-II-III | Andorra - Teruel (Aragon) | Art 4(3) - existing plants | ESI | 3000 | No | 0 | 48802.0998 | 0 | 543.9247 | 0 | 23266.77 | 12931.29 | 460.18 | [7 empty] | 1.(c) | ENDESA GENERACIÓN, S.L. | CENTRAL TERMICA DE ANDORRA | 8966 | ANDORRA-CALANDA | SN | ANDORRA | 44500 | 12900 | 23300 | 460 | 4670 | l
ES | 2012 | ES76 | 2012ES76 | 2012-76 | 76 | CTCC ARCOS DE LA FRONTERA-IB 1 | Arcos de la Frontera - Cádiz (Andalucia) | Art 4(2) - new-new plants | ESI | 694 | Yes | 0 | 0 | 0 | 0 | 0 | 0 | 0 | 0 | Not worked in 2012 | [6 empty] | 1.(c) | IBERDROLA GENERACION , S.A.U | CENTRAL CICLO COMBINADO ARCOS DE LA FRONTERA | 24499 | DE LOS MOLINOS | S/N | Arcos de la Frontera | 11630 | 0 | 0 | 0 | 0 | m
ES | 2012 | ES84 | 2012ES84 | 2012-84 | 84 | CTCC ARCOS DE LA FRONTERA-IB 2 | Arcos de la Frontera - Cádiz (Andalucia) | Art 4(2) - new-new plants | ESI | 666 | Yes | 0 | 0 | 0 | 9.0639 | 0 | 0 | 0.106 | 0 | [7 empty] | 1.(c) | IBERDROLA GENERACION , S.A.U | CENTRAL CICLO COMBINADO ARCOS DE LA FRONTERA | 24499 | DE LOS MOLINOS | S/N | Arcos de la Frontera | 11630 | 0 | 0 | 0 | 0 | m
ES | 2012 | ES89 | 2012ES89 | 2012-89 | 89 | CTCC ARCOS DE LA FRONTERA-IB 3 | Arcos de la Frontera - Cádiz (Andalucia) | Art 4(2) - new-new plants | ESI | 735 | Yes | 0 | 0 | 0 | 834.336 | 0 | 0.764 | 11.405 | 0.52054 | [7 empty] | 1.(c) | IBERDROLA GENERACION , S.A.U | CENTRAL CICLO COMBINADO ARCOS DE LA FRONTERA | 24499 | DE LOS MOLINOS | S/N | Arcos de la Frontera | 11630 | 0 | 0 | 0 | 0 | m
ES | 2012 | ES90 | 2012ES90 | 2012-90 | 90 | CTCC ARCOS DE LA FRONTERA-IB 4 | Arcos de la Frontera - Cádiz (Andalucia) | Art 4(2) - new-new plants | ESI | 735 | Yes | 0 | 0 | 0 | 612.3592 | 0 | 0.353 | 8.651 | 0.12303 | [7 empty] | 1.(c) | IBERDROLA GENERACION , S.A.U | CENTRAL CICLO COMBINADO ARCOS DE LA FRONTERA | 24499 | DE LOS MOLINOS | S/N | Arcos de la Frontera | 11630 | 0 | 0 | 0 | 0 | m
ES | 2012 | ES77 | 2012ES77 | 2012-77 | 77 | CTCC ARRUBAL-CG 1 | Arrúbal - Logroño (La Rioja) | Art 4(2) - new-new plants | ESI | 679 | Yes | 0 | 0 | 0 | 4894.6564 | 0 | 3.327 | 110.95 | 0.51626 | Renamed by ownership change in 2011. New Company: Contour Global | [6 empty] | 1.(c) | CONTOURGLOBAL LA RIOJA,S.L. | CENTRAL DE CICLO COMBINADO DE ARRÚBAL | 9855 | POLIGONO INDUSTRIAL EL SEQUERO | S/N | ARRUBAL | 26509 | 202 | 0 | 0 | 0 | m
ES | 2012 | ES78 | 2012ES78 | 2012-78 | 78 | CTCC ARRUBAL-CG 2 | Arrúbal - Logroño (La Rioja) | Art 4(2) - new-new plants | ESI | 687 | Yes | 0 | 0 | 0 | 4859.1714 | 0 | 2.292 | 110.248 | 1.2692 | Renamed by ownership change in 2011. New Company: Contour Global | [6 empty] | 1.(c) | CONTOURGLOBAL LA RIOJA,S.L. | CENTRAL DE CICLO COMBINADO DE ARRÚBAL | 9855 | POLIGONO INDUSTRIAL EL SEQUERO | S/N | ARRUBAL | 26509 | 202 | 0 | 0 | 0 | m
ES | 2012 | ES44 | 2012ES44 | 2012-44 | 44 | CT SABON I | Arteixo - A Coruña (Galicia) | Art 4(3) - existing plants | ESI | 419 | No | 0 | 0 | 0 | 0 | 0 | 0 | 0 | 0 | Closed in 2012 | [5 empty] | 2012 | 1.(c) | GAS NATURAL SDG, S.A. | CENTRAL TERMICA DE SABON | 8956 | DE SABON | S/N | SABON | 15142 | 118 | 0 | 0 | 325 | m
ES | 2012 | ES45 | 2012ES45 | 2012-45 | 45 | CT SABON II | Arteixo - A Coruña (Galicia) | Art 4(3) - existing plants | ESI | 1030 | No | 0 | 0 | 0 | 0 | 0 | 0 | 0 | 0 | Closed in 2012 | [5 empty] | 2012 | 1.(c) | GAS NATURAL SDG, S.A. | CENTRAL TERMICA DE SABON | 8956 | DE SABON | S/N | SABON | 15142 | 118 | 0 | 0 | 325 | m
ES | 2012 | ES107 | 2012ES107 | 2012-107 | 107 | CTCC SABON-GN 1 | Arteixo - A Coruña (Galicia) | Art 4(2) - new-new plants | ESI | 687 | Yes | 0 | 0 | 0 | 6302.2241 | 0 | 17.834 | 118.362 | 6.9684
ES | 2012 | ES105 | 2012ES105 | 2012-105 | 105 | CTCC AS PONTES-END 1 | As Pontes (Galicia) | Art 4(2) - new-new plants | ESI | 665 | Yes | 0 | 0 | 0 | 2056.3602 | 0 | 0.448 | 29.303 | 0.6247 | [7 empty] | 1.(c) | ENDESA GENERACIÓN, S.L. | UNIDAD DE PRODUCCION TERMICA AS PONTES | 8972 | A BALSA | S/N | PONTES DE GARCIA RODRIGUEZ (AS) | 15320 | 11100 | 10200 | 620 | 8940 | n
ES | 2012 | ES106 | 2012ES106 | 2012-106 | 106 | CTCC AS PONTES-END 2 | As Pontes (Galicia) | Art 4(2) - new-new plants | ESI | 665 | Yes | 0 | 0 | 0 | 1284.3203 | 0 | 0.275 | 28.376 | 0.3902 | [7 empty] | 1.(c) | ENDESA GENERACIÓN, S.L. | UNIDAD DE PRODUCCION TERMICA AS PONTES | 8972 | A BALSA | S/N | PONTES DE GARCIA RODRIGUEZ (AS) | 15320 | 11100 | 10200 | 620 | 8940 | n
ES | 2012 | ES31 | 2012ES31 | 2012-31 | 31 | C.T. BAHIA DE ALGECIRAS I | Bahía de Algeciras - Cádiz (Andalucia) | Art 4(3) - existing plants | ESI | 666 | No | 0 | 0 | 0 | 0 | 0 | 0 | 0 | 0 | Closed | [5 empty] | 2008
ES | 2012 | ES199 | 2012ES199 | 2012-199 | 199 | CTCC BAHIA ALGECIRAS-E.ON CC I-1 | Bahía de Algeciras - Cádiz (Andalucia) | Art 4(2) - new-new plants | ESI | 724 | Yes | 0 | 0 | 0 | 2130.3929 | 0 | 0.261 | 41.68 | 0 | [7 empty] | 1.(c) | E.ON GENERACIÓN, S.A. | CENTRAL TÉRMICA DE CICLO COMBINADO BAHÍA DE ALGECIRAS | 175415 | INDUSTRIAL PUENTE MAYORGA | S/N | PUENTE MAYORGA | 11360 | 0 | 0 | 0 | 199 | n
ES | 2012 | ES200 | 2012ES200 | 2012-200 | 200 | CTCC BAHIA ALGECIRAS-E.ON CC I-2 | Bahía de Algeciras - Cádiz (Andalucia) | Art 4(2) - new-new plants | ESI | 717 | Yes | 0 | 0 | 0 | 1569.1074 | 0 | 1.071 | 44.027 | 0.33358 | [7 empty] | 1.(c) | E.ON GENERACIÓN, S.A. | CENTRAL TÉRMICA DE CICLO COMBINADO BAHÍA DE ALGECIRAS | 175415 | INDUSTRIAL PUENTE MAYORGA | S/N | PUENTE MAYORGA | 11360 | 0 | 0 | 0 | 199 | n
ES | 2012 | ES22 | 2012ES22 | 2012-22 | 22 | CT CERCS I | Barcelona (Cataluña) | Art 4(3) - existing plants | ESI | 445 | No | 0 | 0 | 0 | 0 | 0 | 0 | 0 | 0 | Not worked in 2012 | [6 empty] | 1.(c) | E.ON GENERACIÓN, S.A. | CENTRAL TÈRMICA DE CERCS | 7691 | C-16 KM 106.4 | S/N | Cercs | 08698 | 0 | 0 | 0 | 0 | n
ES | 2012 | ES41 | 2012ES41 | 2012-41 | 41 | CT SAN ADRIAN I | Barcelona (Cataluña) | Art 4(3) - existing plants | ESI | 1032 | No | 0 | 0 | 0 | 0 | 0 | 0 | 0 | 0 | Closed | [5 empty] | 2011
ES | 2012 | ES42 | 2012ES42 | 2012-42 | 42 | CT SAN ADRIAN III | Barcelona (Cataluña) | Art 4(3) - existing plants | ESI | 1032 | No | 0 | 0 | 0 | 0 | 0 | 0 | 0 | 0 | Closed | [5 empty] | 2011
ES | 2012 | ES43 | 2012ES43 | 2012-43 | 43 | CT FOIX I | Barcelona (Cataluña) | Art 4(3) - existing plants | ESI | 1315 | No | 0 | 0 | 0 | 0 | 0 | 0 | 0 | 0 | Not worked in 2012
ES | 2012 | ES62 | 2012ES62 | 2012-62 | 62 | CTCC BESOS-END 3 | Barcelona (Cataluña) | Art 4(2) - new-new plants | ESI | 735 | Yes | 0 | 0 | 0 | 2319.3919 | 0 | 8.584 | 29.695 | 1.1651
ES | 2012 | ES188 | 2012ES188 | 2012-188 | 188 | CTCC BARCELONA-GN 1 | Barcelona (Cataluña) | Art 4(2) - new-new plants | ESI | 746 | Yes | 0 | 0 | 0 | 5313.708 | 0 | 1.071 | 72.037 | 3.7798 | [7 empty] | 1.(c) | GAS NATURAL SDG, S.A. | CENTRAL TÉRMICA DE CICLE COMBINAT PORT DE BARCELONA | 175374 | PORT D'ALEXANDRIA (MOLL D'INFLAMABLES PORT DE BARCELONA) | 20 | Barcelona | 08039 | 193 | 0 | 0 | 687 | n
ES | 2012 | ES189 | 2012ES189 | 2012-189 | 189 | CTCC BARCELONA-GN 2 | Barcelona (Cataluña) | Art 4(2) - new-new plants | ESI | 746 | Yes | 0 | 0 | 0 | 8298.4406 | 0 | 0.682 | 121.049 | 4.6306 | [7 empty] | 1.(c) | GAS NATURAL SDG, S.A. | CENTRAL TÉRMICA DE CICLE COMBINAT PORT DE BARCELONA | 175374 | PORT D'ALEXANDRIA (MOLL D'INFLAMABLES PORT DE BARCELONA) | 20 | Barcelona | 08039 | 193 | 0 | 0 | 687 | n
ES | 2012 | ES196 | 2012ES196 | 2012-196 | 196 | ZABALGARBI | Bilbao - Bizkaia (Pais Vasco) | Art 4(2) - new-new plants | CHP | 208 | No | 0 | 0 | 0 | 4514.2941 | 0 | 2.31 | 47.021 | 3.68 | [7 empty] | 5.(b) | ZABALGARBI, S.A. | ZABALGARBI | 10334 | ARTIGAS | 10 | ALONSOTEGI | 48910 | 243 | 0 | 0 | 305 | m
ES | 2012 | ES165 | 2012ES165 | 2012-165 | 165 | Ref. Petronor Bilbao-Chimenea 1 | Bilbao (País Vasco) | Art 4(3) - existing plants | Refineries | 334 | No | 0 | 0 | 30.6289 | 0 | 6573.7818 | 21.473 | 240.924 | 64.974 | [7 empty] | 1.(a) | PETROLEOS DEL NORTE, PETRONOR, S.A. | PETROLEOS DEL NORTE, PETRONOR, S.A. (PETRONOR) | 9118 | EDIFICIO MUÑATONES, SAN MARTIN | Nº 5 | Muskiz | 48550 | 3130 | 5920 | 0 | 2010 | m
ES | 2012 | ES166 | 2012ES166 | 2012-166 | 166 | Ref. Petronor Bilbao-Chimenea 2 | Bilbao (País Vasco) | Art 4(3) - existing plants | Refineries | 321 | No | 0 | 0 | 2.0162 | 0 | 4745.358 | 103.728 | 190.501 | 5.248 | [7 empty] | 1.(a) | PETROLEOS DEL NORTE, PETRONOR, S.A. | PETROLEOS DEL NORTE, PETRONOR, S.A. (PETRONOR) | 9118 | EDIFICIO MUÑATONES, SAN MARTIN | Nº 5 | Muskiz | 48550 | 3130 | 5920 | 0 | 2010 | m
ES | 2012 | ES167 | 2012ES167 | 2012-167 | 167 | Ref. Petronor Bilbao-Chimenea 3 | Bilbao (País Vasco) | Art 4(3) - existing plants | Refineries | 337 | No | 0 | 0 | 992.8457 | 0 | 5518.2896 | 869.972 | 580.447 | 30.714 | [7 empty] | 1.(a) | PETROLEOS DEL NORTE, PETRONOR, S.A. | PETROLEOS DEL NORTE, PETRONOR, S.A. (PETRONOR) | 9118 | EDIFICIO MUÑATONES, SAN MARTIN | Nº 5 | Muskiz | 48550 | 3130 | 5920 | 0 | 2010 | m
ES | 2012 | ES168 | 2012ES168 | 2012-168 | 168 | Ref. Petronor Bilbao-Producción Hidrógeno H4 | Bilbao (País Vasco) | Art 4(2) - new-new plants | Refineries | 58 | No | 0 | 0 | 0 | 0 | 733.4778 | 0 | 20.946 | 0.422 | [7 empty] | 1.(a) | PETROLEOS DEL NORTE, PETRONOR, S.A. | PETROLEOS DEL NORTE, PETRONOR, S.A. (PETRONOR) | 9118 | EDIFICIO MUÑATONES, SAN MARTIN | Nº 5 | Muskiz | 48550 | 3130 | 5920 | 0 | 2010 | m
ES | 2012 | ES21 | 2012ES21 | 2012-21 | 21 | CT LOS BARRIOS I | Cadiz (Andalucía) | Art 4(3) - existing plants | ESI | 1419.93 | No | 0 | 34554.7117 | 0 | 0 | 0 | 3498.2 | 5258.1 | 193.85 | [7 empty] | 1.(c) | E.ON GENERACIÓN, S.A. | CENTRAL TÉRMICA LOS BARRIOS | 8967 | PALMONES - CTRA. NACIONAL 340, KM. 113 | 113 | Barrios, Los | 11370 | 5260 | 3510 | 195 | 3130 | m
ES | 2012 | ES32 | 2012ES32 | 2012-32 | 32 | C.T. BAHIA DE ALGECIRAS II | Bahía de Algeciras - Cádiz (Andalucia) | Art 4(3) - existing plants | ESI | 1449 | No | 0 | 0 | 0 | 0 | 0 | 0 | 0 | 0 | Closed | [5 empty] | 2008
ES | 2012 | ES20 | 2012ES20 | 2012-20 | 20 | CT LITORAL I-II | Carboneras - Almeria (Andalucia) |  | ESI | 2490 | No | 0 | 64275.3148 | 61.4563 | 0 | 0 | 11527.05 | 8992.35 | 262.96 | Litoral I: existing plant; Litoral II: old-new plant | [6 empty] | 1.(c) | ENDESA GENERACIÓN, S.L. | CENTRAL TÉRMICA LITORAL DE ALMERÍA | 8973 | FARO MESA ROLDAN | S/N | CARBONERAS | 04140 | 8990 | 11500 | 263 | 5760 | n
ES | 2012 | ES91 | 2012ES91 | 2012-91 | 91 | CTCC CARTAGENA-GN 1 | Cartagena (Murcia) | Art 4(2) - new-new plants | ESI | 736 | Yes | 0 | 0 | 0 | 8627.0545 | 0 | 2.688 | 107.388 | 0.00038
ES | 2012 | ES92 | 2012ES92 | 2012-92 | 92 | CTCC CARTAGENA-GN 2 | Cartagena (Murcia) | Art 4(2) - new-new plants | ESI | 736 | Yes | 0 | 0 | 0 | 6377.3247 | 0 | 5.335 | 85.442 | 0
ES | 2012 | ES93 | 2012ES93 | 2012-93 | 93 | CTCC CARTAGENA-GN 3 | Cartagena (Murcia) | Art 4(2) - new-new plants | ESI | 727 | Yes | 0 | 0 | 0 | 5616.6066 | 0 | 1.025 | 70.484 | 0
ES | 2012 | ES147 | 2012ES147 | 2012-147 | 147 | Ref. Repsol Petróleo Cartagena Caldera 7 | Cartagena (Murcia) | Art 4(3) - existing plants | Refineries | 56 | No | 0 | 0 | 2.2602 | 0 | 121.0862 | 2.064 | 13.366 | 0.447 |  | REPSOL PETRÓLEO, S.A. - C.I. CARTAGENA | 6900 | VALLE DE ESCOMBRERAS S/N, C.P. 30350, CARTAGENA, MURCIA | VALL.ESCOMBRERAS S/N | CARTAGENA | 30350 | 1.(a) | REPSOL PETROLEO, S.A. | REPSOL PETRÓLEO, S.A. - C.I. CARTAGENA | 6900 | VALLE DE ESCOMBRERAS S/N, C.P. 30350, CARTAGENA, MURCIA | VALL.ESCOMBRERAS S/N | CARTAGENA | 30350 | 3030 | 2050 | 0 | 2340 | n
ES | 2012 | ES148 | 2012ES148 | 2012-148 | 148 | Ref. Repsol Petróleo Cartagena Caldera 8 | Cartagena (Murcia) | Art 4(3) - existing plants | Refineries | 56 | No | 0 | 0 | 0 | 0 | 111.7392 | 0.024 | 13.91 | 0.336 | [7 empty] | 1.(a) | REPSOL PETROLEO, S.A. | REPSOL PETRÓLEO, S.A. - C.I. CARTAGENA | 6900 | VALLE DE ESCOMBRERAS S/N, C.P. 30350, CARTAGENA, MURCIA | VALL.ESCOMBRERAS S/N | CARTAGENA | 30350 | 3030 | 2050 | 0 | 2340 | n
ES | 2012 | ES149 | 2012ES149 | 2012-149 | 149 | Ref. Repsol Petróleo Cartagena Caldera 9 | Cartagena (Murcia) | Art 4(3) - existing plants | Refineries | 56 | No | 0 | 0 | 0 | 0 | 127.4477 | 2.438 | 13.265 | 0.351 | [7 empty] | 1.(a) | REPSOL PETROLEO, S.A. | REPSOL PETRÓLEO, S.A. - C.I. CARTAGENA | 6900 | VALLE DE ESCOMBRERAS S/N, C.P. 30350, CARTAGENA, MURCIA | VALL.ESCOMBRERAS S/N | CARTAGENA | 30350 | 3030 | 2050 | 0 | 2340 | n
ES | 2012 | ES150 | 2012ES150 | 2012-150 | 150 | Ref. Repsol Petróleo Cartagena Caldera 10 | Cartagena (Murcia) | Art 4(3) - existing plants | Refineries | 56 | No | 0 | 0 | 0 | 0 | 24.3547 | 0 | 3.007 | 0.073 | [7 empty] | 1.(a) | REPSOL PETROLEO, S.A. | REPSOL PETRÓLEO, S.A. - C.I. CARTAGENA | 6900 | VALLE DE ESCOMBRERAS S/N, C.P. 30350, CARTAGENA, MURCIA | VALL.ESCOMBRERAS S/N | CARTAGENA | 30350 | 3030 | 2050 | 0 | 2340 | n
ES | 2012 | ES151 | 2012ES151 | 2012-151 | 151 | Ref. Repsol Petróleo Cartagena Topping 3 | Cartagena (Murcia) | Art 4(3) - existing plants | Refineries | 60 | No | 0 | 0 | 70.3065 | 0 | 2059.3021 | 61.648 | 137.633 | 5.982 | [7 empty] | 1.(a) | REPSOL PETROLEO, S.A. | REPSOL PETRÓLEO, S.A. - C.I. CARTAGENA | 6900 | VALLE DE ESCOMBRERAS S/N, C.P. 30350, CARTAGENA, MURCIA | VALL.ESCOMBRERAS S/N | CARTAGENA | 30350 | 3030 | 2050 | 0 | 2340 | n
ES | 2012 | ES217 | 2012ES217 | 2012-217 | 217 | Ref. Repsol Petróleo Cartagena Calderas 12-13 | Cartagena (Murcia) | Art 4(2) - new-new plants | Refineries | 124 | No | 0 | 0 | 0 | 0 | 1880.0187 | 3.481 | 186.455 | 4.156 | [7 empty] | 1.(a) | REPSOL PETROLEO, S.A. | REPSOL PETRÓLEO, S.A. - C.I. CARTAGENA | 6900 | VALLE DE ESCOMBRERAS S/N, C.P. 30350, CARTAGENA, MURCIA | VALL.ESCOMBRERAS S/N | CARTAGENA | 30350 | 3030 | 2050 | 0 | 2340 | n
ES | 2012 | ES218 | 2012ES218 | 2012-218 | 218 | Ref. Repsol Petróleo Cartagena Coogeneración 2 | Cartagena (Murcia) | Art 4(2) - new-new plants | CHP | 171 | Yes | 0 | 0 | 0 | 4189.5291 | 59.6776 | 8.468 | 451.122 | 11.173 | [7 empty] | 1.(a) | REPSOL PETROLEO, S.A. | REPSOL PETRÓLEO, S.A. - C.I. CARTAGENA | 6900 | VALLE DE ESCOMBRERAS S/N, C.P. 30350, CARTAGENA, MURCIA | VALL.ESCOMBRERAS S/N | CARTAGENA | 30350 | 3030 | 2050 | 0 | 2340 | n
ES | 2012 | ES219 | 2012ES219 | 2012-219 | 219 | Ref. Repsol Petróleo Cartagena Hidrógeno 1 | Cartagena (Murcia) | Art 4(2) - new-new plants | CHP | 135 | Yes | 0 | 0 | 0 | 36.9935 | 5616.8553 | 6.441 | 202.464 | 50.164 | [7 empty] | 1.(a) | REPSOL PETROLEO, S.A. | REPSOL PETRÓLEO, S.A. - C.I. CARTAGENA | 6900 | VALLE DE ESCOMBRERAS S/N, C.P. 30350, CARTAGENA, MURCIA | VALL.ESCOMBRERAS S/N | CARTAGENA | 30350 | 3030 | 2050 | 0 | 2340 | n
ES | 2012 | ES220 | 2012ES220 | 2012-220 | 220 | Ref. Repsol Petróleo Cartagena Hidrógeno 2 | Cartagena (Murcia) | Art 4(2) - new-new plants | CHP | 251 | Yes | 0 | 0 | 0 | 7.6721 | 9741.9186 | 5.629 | 358.08 | 82.577 | [7 empty] | 1.(a) | REPSOL PETROLEO, S.A. | REPSOL PETRÓLEO, S.A. - C.I. CARTAGENA | 6900 | VALLE DE ESCOMBRERAS S/N, C.P. 30350, CARTAGENA, MURCIA | VALL.ESCOMBRERAS S/N | CARTAGENA | 30350 | 3030 | 2050 | 0 | 2340 | n
ES | 2012 | ES221 | 2012ES221 | 2012-221 | 221 | Ref. Repsol Petróleo Cartagena Topping-Hidrocaquer-Desulfuración | Cartagena (Murcia) | Art 4(2) - new-new plants | Refineries | 132 | No | 0 | 0 | 0 | 0 | 3165.509 | 4.017 | 199.758 | 8.032 | [7 empty] | 1.(a) | REPSOL PETROLEO, S.A. | REPSOL PETRÓLEO, S.A. - C.I. CARTAGENA | 6900 | VALLE DE ESCOMBRERAS S/N, C.P. 30350, CARTAGENA, MURCIA | VALL.ESCOMBRERAS S/N | CARTAGENA | 30350 | 3030 | 2050 | 0 | 2340 | n
ES | 2012 | ES222 | 2012ES222 | 2012-222 | 222 | Ref. Repsol Petróleo Cartagena Vacio-Coquer | Cartagena (Murcia) | Art 4(2) - new-new plants | Refineries | 168 | No | 0 | 0 | 0 | 0 | 4752.8316 | 17.456 | 326.625 | 19.402 | [7 empty] | 1.(a) | REPSOL PETROLEO, S.A. | REPSOL PETRÓLEO, S.A. - C.I. CARTAGENA | 6900 | VALLE DE ESCOMBRERAS S/N, C.P. 30350, CARTAGENA, MURCIA | VALL.ESCOMBRERAS S/N | CARTAGENA | 30350 | 3030 | 2050 | 0 | 2340 | n
ES | 2012 | ES64 | 2012ES64 | 2012-64 | 64 | CTCC CASTEJON-HC 1 | Castejón (Navarra) | Art 4(2) - new-new plants | ESI | 663.4 | Yes | 0 | 0 | 0 | 2429.118 | 0 | 0.249 | 72.781 | 0.00561 | [7 empty] | 1.(c) | FUERZAS ELÉCTRICAS DE NAVARRA, S.A. | CENTRAL DE CICLO COMBINADO DE CASTEJON | 9308 | POL. IND. DE CASTEJÓN | PARCELA 235 | CASTEJON | 31590 | 0 | 0 | 0 | 0 | n
ES | 2012 | ES70 | 2012ES70 | 2012-70 | 70 | CTCC CASTEJON-IB 2 | Castejón (Navarra) | Art 4(2) - new-new plants | ESI | 677 | Yes | 0 | 0 | 0 | 62.8899 | 0 | 0 | 0.557 | 0.0656 | [7 empty] | 1.(c) | FUERZAS ELÉCTRICAS DE NAVARRA, S.A. | CENTRAL DE CICLO COMBINADO DE CASTEJON | 9308 | POL. IND. DE CASTEJÓN | PARCELA 235 | CASTEJON | 31590 | 0 | 0 | 0 | 0 | n
ES | 2012 | ES110 | 2012ES110 | 2012-110 | 110 | CTCC CASTEJON-HC 3 | Castejón (Navarra) | Art 4(2) - new-new plants | ESI | 705 | Yes | 0 | 0 | 0.3626 | 3677.081 | 0 | 2.163 | 24.65 | 0.11559 | [7 empty] | 1.(c) | FUERZAS ELÉCTRICAS DE NAVARRA, S.A. | CENTRAL DE CICLO COMBINADO DE CASTEJON | 9308 | POL. IND. DE CASTEJÓN | PARCELA 235 | CASTEJON | 31590 | 0 | 0 | 0 | 0 | n
ES | 2012 | ES133 | 2012ES133 | 2012-133 | 133 | Ref. Castellón | Castellón (Comunidad Valenciana) | Art 4(3) - existing plants | Refineries | 120 | No | 0 | 0 | 0 | 0 | 2765.648 | 37.44 | 205.32 | 2.477 | [7 empty] | 1.(a) | BP OIL ESPAÑA, S.A.U. | BP OIL ESPAÑA S.A.U. REFINERIA DE CASTELLÓN | 10573 | POLIGONO INDUSTRIAL EL SERRALLO. APARTADO 238 | S/N | GRAO | 12100 | 926 | 2690 | 0 | 1020 | m
ES | 2012 | ES195 | 2012ES195 | 2012-195 | 195 | CASTELLON II-BP | Castellón (Comunidad Valenciana) | Art 4(2) - new-new plants | ESI | 78 | No | 0 | 0 | 0 | 450.4983 | 1651.1631 | 14.4 | 195.8 | 1 | [7 empty] | 1.(a) | BP OIL ESPAÑA, S.A.U. | BP OIL ESPAÑA S.A.U. REFINERIA DE CASTELLÓN | 10573 | POLIGONO INDUSTRIAL EL SERRALLO. APARTADO 238 | S/N | GRAO | 12100 | 926 | 2690 | 0 | 1020 | m
ES | 2012 | ES94 | 2012ES94 | 2012-94 | 94 | CTCC CASTELNOU-EL 1 | Castelnou - Teruel (Aragón) | Art 4(2) - new-new plants | ESI | 640 | Yes | 0 | 0 | 0 | 102.7268 | 0 | 0 | 2.344 | 0.00024 | [7 empty] | 1.(c) | CASTELNOU ENERGÍA, S.L. | CASTELNOU ENERGIA, S.L. | 24484 | CV-407 AL APEADERO DE ESCATRÓN | S/N | CASTELNOU | 44592 | 0 | 0 | 0 | 0 | m
ES | 2012 | ES95 | 2012ES95 | 2012-95 | 95 | CTCC CASTELNOU-EL 2 | Castelnou - Teruel (Aragón) | Art 4(2) - new-new plants | ESI | 640 | Yes | 0 | 0 | 0 | 123.6577 | 0 | 0.121 | 4.699 | 0 | [7 empty] | 1.(c) | CASTELNOU ENERGÍA, S.L. | CASTELNOU ENERGIA, S.L. | 24484 | CV-407 AL APEADERO DE ESCATRÓN | S/N | CASTELNOU | 44592 | 0 | 0 | 0 | 0 | m
ES | 2012 | ES12 | 2012ES12 | 2012-12 | 12 | CT COMPOSTILLA I (G 2 y 3) | Cubillos del Sil - Leon (Castilla y León) | Art 4(3) - existing plants | ESI | 1332.3 | No | 0 | 18949.0106 | 178.379 | 0 | 0 | 5779.07 | 5749.93 | 383.52 | [7 empty] | 1.(c) | ENDESA GENERACIÓN, S.L. | UPT COMPOSTILLA | 8971 | CARRETERA DEL PANTANO | S/N | CUBILLOS DEL SIL | 24492 | 15200 | 13400 | 865 | 5050 | n
ES | 2012 | ES13 | 2012ES13 | 2012-13 | 13 | CT COMPOSTILLA II (G 4 y 5) | Cubillos del Sil - Leon (Castilla y León) | Art 4(3) - existing plants | ESI | 1960 | No | 0 | 34027.2972 | 348.8537 | 0 | 0 | 7655.39 | 9448.12 | 481.37 | [7 empty] | 1.(c) | ENDESA GENERACIÓN, S.L. | UPT COMPOSTILLA | 8971 | CARRETERA DEL PANTANO | S/N | CUBILLOS DEL SIL | 24492 | 15200 | 13400 | 865 | 5050 | n
ES | 2012 | ES86 | 2012ES86 | 2012-86 | 86 | CTCC ESCOMBRERAS FANGAL-AES 1 | El Fangal - Puerto de Escombreras - Cartagena (Murcia) | Art 4(2) - new-new plants | ESI | 674 | Yes | 0 | 0 | 0 | 254.3453 | 0 | 0.068 | 8.655 | 0.04991
ES | 2012 | ES87 | 2012ES87 | 2012-87 | 87 | CTCC ESCOMBRERAS FANGAL-AES 2 | El Fangal - Puerto de Escombreras - Cartagena (Murcia) | Art 4(2) - new-new plants | ESI | 674.3333 | Yes | 0 | 0 | 0 | 923.4409 | 0 | 0.16 | 25.095 | 0.13284
ES | 2012 | ES88 | 2012ES88 | 2012-88 | 88 | CTCC ESCOMBRERAS FANGAL-AES 3 | El Fangal - Puerto de Escombreras - Cartagena (Murcia) | Art 4(2) - new-new plants | ESI | 674.3333 | Yes | 0 | 0 | 0 | 683.73 | 0 | 0.159 | 20.59 | 0.12444
ES | 2012 | ES35 | 2012ES35 | 2012-35 | 35 | CT CASTELLON I | El Grau - Castellón (Comunidad Valenciana) | Art 4(3) - existing plants | ESI | 1358 | No | 0 | 0 | 0 | 0 | 0 | 0 | 0 | 0 | Closed | [5 empty] | 2008
ES | 2012 | ES36 | 2012ES36 | 2012-36 | 36 | CT CASTELLON II | El Grau - Castellón (Comunidad Valenciana) | Art 4(3) - existing plants | ESI | 1358 | No | 0 | 0 | 0 | 0 | 0 | 0 | 0 | 0 | Closed | [5 empty] | 2008
ES | 2012 | ES66 | 2012ES66 | 2012-66 | 66 | CTCC CASTELLON-IB 1 | El Grau - Castellón (Comunidad Valenciana) | Art 4(2) - new-new plants | ESI | 696 | Yes | 0 | 0 | 0 | 14.9833 | 0 | 0.011 | 0.214 | 0.0068
ES | 2012 | ES67 | 2012ES67 | 2012-67 | 67 | CTCC CASTELLON-IB 2 | El Grau - Castellón (Comunidad Valenciana) | Art 4(2) - new-new plants | ESI | 696 | Yes | 0 | 0 | 0 | 605.699 | 0 | 1.039 | 7.244 | 0.1512
ES | 2012 | ES111 | 2012ES111 | 2012-111 | 111 | CTCC CASTELLON-IB 3 | El Grau - Castellón (Comunidad Valenciana) | Art 4(2) - new-new plants | ESI | 749 | Yes | 0 | 0 | 0 | 3873.8885 | 0 | 0.763 | 61.298 | 0.8677
ES | 2012 | ES112 | 2012ES112 | 2012-112 | 112 | CTCC CASTELLON-IB 4 | El Grau - Castellón (Comunidad Valenciana) | Art 4(2) - new-new plants | ESI | 749 | Yes | 0 | 0 | 0 | 2216.7423 | 0 | 3.68 | 44.708 | 0.43938
ES | 2012 | ES23 | 2012ES23 | 2012-23 | 23 | ESCATRON I | Escatrón - Zaragoza (Aragón) | Art 4(1) - old-new plants | ESI | 220 | No | 0 | 0 | 0 | 0 | 0 | 0 | 0 | 0 | Closed
ES | 2012 | ES108 | 2012ES108 | 2012-108 | 108 | CTCC ESCATRON ENVI 1-E.ON | Escatrón - Zaragoza (Aragón) | Art 4(2) - new-new plants | ESI | 700 | Yes | 0 | 0 | 0 | 3011.5039 | 0 | 1.525 | 86.913 | 1.2145 | [7 empty] | 1.(c) | E.ON GENERACIÓN, S.A. | CENTRAL DE ESCATRON | 7687 | EXTRAMUROS | S/N | ESCATRON | 50790 | 198 | 0 | 0 | 338 | n
ES | 2012 | ES109 | 2012ES109 | 2012-109 | 109 | CTCC ESCATRON ENVI 2-E.ON | Escatrón - Zaragoza (Aragón) | Art 4(2) - new-new plants | ESI | 700 | Yes | 0 | 0 | 0 | 3418.4616 | 0 | 1.003 | 97.816 | 0.44436 | [7 empty] | 1.(c) | E.ON GENERACIÓN, S.A. | CENTRAL DE ESCATRON | 7687 | EXTRAMUROS | S/N | ESCATRON | 50790 | 198 | 0 | 0 | 338 | n
ES | 2012 | ES127 | 2012ES127 | 2012-127 | 127 | CTCC GLOBAL 3 ESCATRON Peaker 1 | Escatrón - Zaragoza (Aragón) | Art 4(2) - new-new plants | ESI | 130 | Yes | 0 | 0 | 0 | 15.3602 | 0 | 0.007 | 0.556 | 0.00378 | [7 empty] | 1.(c) | GLOBAL 3 COMBI, S.L.U | GLOBAL 3 COMBI,S.L. (ESCATRON) | 24548 | ESCATRON-CASPE A 221, KM 36,5, POL INDUSTRIAL | 5 | ESCATRON | 50790 | 0 | 0 | 0 | 0 | n
ES | 2012 | ES128 | 2012ES128 | 2012-128 | 128 | CTCC GLOBAL 3 ESCATRON Peaker 2 | Escatrón - Zaragoza (Aragón) | Art 4(2) - new-new plants | ESI | 130 | Yes | 0 | 0 | 0 | 7.0585 | 0 | 0.013 | 0.256 | 0.00136 | [7 empty] | 1.(c) | GLOBAL 3 COMBI, S.L.U | GLOBAL 3 COMBI,S.L. (ESCATRON) | 24548 | ESCATRON-CASPE A 221, KM 36,5, POL INDUSTRIAL | 5 | ESCATRON | 50790 | 0 | 0 | 0 | 0 | n
ES | 2012 | ES129 | 2012ES129 | 2012-129 | 129 | CTCC GLOBAL 3 ESCATRON Peaker 3 | Escatrón - Zaragoza (Aragón) | Art 4(2) - new-new plants | ESI | 130 | Yes | 0 | 0 | 0 | 7.2714 | 0 | 0.017 | 0.249 | 0.00096 | [7 empty] | 1.(c) | GLOBAL 3 COMBI, S.L.U | GLOBAL 3 COMBI,S.L. (ESCATRON) | 24548 | ESCATRON-CASPE A 221, KM 36,5, POL INDUSTRIAL | 5 | ESCATRON | 50790 | 0 | 0 | 0 | 0 | n
ES | 2012 | ES130 | 2012ES130 | 2012-130 | 130 | CTCC GLOBAL 3 ESCATRON Peaker 4 | Escatrón - Zaragoza (Aragón) | Art 4(2) - new-new plants | ESI | 130 | Yes | 0 | 0 | 0 | 26.7128 | 0 | 0.009 | 0.967 | 0.00443 | [7 empty] | 1.(c) | GLOBAL 3 COMBI, S.L.U | GLOBAL 3 COMBI,S.L. (ESCATRON) | 24548 | ESCATRON-CASPE A 221, KM 36,5, POL INDUSTRIAL | 5 | ESCATRON | 50790 | 0 | 0 | 0 | 0 | n
ES | 2012 | ES191 | 2012ES191 | 2012-191 | 191 | CTCC GLOBAL 3 ESCATRON Peaker 5 | Escatrón (Zaragoza) | Art 4(2) - new-new plants | ESI | 154 | Yes | 0 | 0 | 0 | 21.5289 | 0 | 0.004 | 0.732 | 0.00176 | [7 empty] | 1.(c) | GLOBAL 3 COMBI, S.L.U | GLOBAL 3 COMBI,S.L. (ESCATRON) | 24548 | ESCATRON-CASPE A 221, KM 36,5, POL INDUSTRIAL | 5 | ESCATRON | 50790 | 0 | 0 | 0 | 0 | n
ES | 2012 | ES192 | 2012ES192 | 2012-192 | 192 | CTCC GLOBAL 3 ESCATRON Peaker 6 | Escatrón (Zaragoza) | Art 4(2) - new-new plants | ESI | 154 | Yes | 0 | 0 | 0 | 45.752 | 0 | 0.019 | 1.855 | 0.00366 | [7 empty] | 1.(c) | GLOBAL 3 COMBI, S.L.U | GLOBAL 3 COMBI,S.L. (ESCATRON) | 24548 | ESCATRON-CASPE A 221, KM 36,5, POL INDUSTRIAL | 5 | ESCATRON | 50790 | 0 | 0 | 0 | 0 | n
ES | 2012 | ES193 | 2012ES193 | 2012-193 | 193 | CTCC GLOBAL 3 ESCATRON Peaker 7 | Escatrón (Zaragoza) | Art 4(2) - new-new plants | ESI | 154 | Yes | 0 | 0 | 0 | 20.0431 | 0 | 0.006 | 0.578 | 0.00333 | [7 empty] | 1.(c) | GLOBAL 3 COMBI, S.L.U | GLOBAL 3 COMBI,S.L. (ESCATRON) | 24548 | ESCATRON-CASPE A 221, KM 36,5, POL INDUSTRIAL | 5 | ESCATRON | 50790 | 0 | 0 | 0 | 0 | n
ES | 2012 | ES194 | 2012ES194 | 2012-194 | 194 | CTCC GLOBAL 3 ESCATRON Peaker 8 | Escatrón (Zaragoza) | Art 4(2) - new-new plants | ESI | 154 | Yes | 0 | 0 | 0 | 57.8501 | 0 | 0.015 | 2.039 | 0.00813 | [7 empty] | 1.(c) | GLOBAL 3 COMBI, S.L.U | GLOBAL 3 COMBI,S.L. (ESCATRON) | 24548 | ESCATRON-CASPE A 221, KM 36,5, POL INDUSTRIAL | 5 | ESCATRON | 50790 | 0 | 0 | 0 | 0 | n
ES | 2012 | ES25 | 2012ES25 | 2012-25 | 25 | CT ESCUCHA I | Escucha - Teruel (Aragón) | Art 4(3) - existing plants | ESI | 485 | No | 0 | 4871.648 | 0 | 0 | 0 | 18243.1 | 2200.1 | 357.3
ES | 2012 | ES179 | 2012ES179 | 2012-179 | 179 | CT LAS SALINAS II-END | Fuerteventura - Las Palmas (Islas Canarias) | Art 4(2) - new-new plants | ESI | 69 | No | 0 | 0 | 62.7708 | 0 | 0 | 2.3 | 15.4 | 0.2 | [7 empty] | 1.(c) | UNIÓN ELECTRICA DE CANARIAS GENERACIÓN | CENTRAL DIESEL LAS SALINAS | 7431 | LAS SALINAS DEL VIEJO BARRIADA DEL CHARCO | S/N | PUERTO DEL ROSARIO | 35600 | 6390 | 1100 | 83.7 | 474 | m
ES | 2012 | ES2 | 2012ES2 | 2012-2 | 2 | CT ABOÑO I | Gijón (Asturias) | Art 4(3) - existing plants | ESI | 919 | No | 0 | 19240.28 | 63.2362 | 0 | 2812.1523 | 8580.17 | 2770.62 | 301.82 | [7 empty] | 1.(c) | HIDROELÉCTRICA DEL CANTÁBRICO | CENTRAL TÉRMICA DE ABOÑO | 8521 | GIJÓN | S/N | GIJON | 33492 | 7810 | 9380 | 303 | 6170 | n
ES | 2012 | ES3 | 2012ES3 | 2012-3 | 3 | CT ABOÑO II | Gijón (Asturias) | Art 4(3) - existing plants | ESI | 1364 | No | 0 | 28667.6597 | 71.5565 | 0 | 5101.1508 | 882.92 | 5042.1 | 66.06 | [7 empty] | 1.(c) | HIDROELÉCTRICA DEL CANTÁBRICO | CENTRAL TÉRMICA DE ABOÑO | 8521 | GIJÓN | S/N | GIJON | 33492 | 7810 | 9380 | 303 | 6170 | n
ES | 2012 | ES46 | 2012ES46 | 2012-46 | 46 | CT JINAMAR Foco A (GV1) | Gran Canaria (Islas Canarias) | Art 4(3) - existing plants | ESI | 90 | No | 0 | 0 | 1323.6903 | 0 | 0 | 337.74 | 200.37 | 10.032 | [7 empty] | 1.(c) | UNIÓN ELECTRICA DE CANARIAS GENERACIÓN | CENTRAL TÉRMICA DE JINÁMAR | 7429 | LAS PALMAS-PUERTO RICO, KM 3 | S/N | JINAMAR | 35220 | 4430 | 2810 | 73 | 867 | n
ES | 2012 | ES47 | 2012ES47 | 2012-47 | 47 | CT JINAMAR Foco B (GV2 Y 3) | Gran Canaria (Islas Canarias) | Art 4(3) - existing plants | ESI | 263.15 | No | 0 | 0 | 0 | 0 | 0 | 0 | 0 | 0 | Not worked in 2012 | [6 empty] | 1.(c) | UNIÓN ELECTRICA DE CANARIAS GENERACIÓN | CENTRAL TÉRMICA DE JINÁMAR | 7429 | LAS PALMAS-PUERTO RICO, KM 3 | S/N | JINAMAR | 35220 | 4430 | 2810 | 73 | 867 | n
ES | 2012 | ES48 | 2012ES48 | 2012-48 | 48 | CT JINAMAR Foco C (GV4) | Gran Canaria (Islas Canarias) | Art 4(3) - existing plants | ESI | 185 | No | 0 | 0 | 3409.3516 | 0 | 0 | 980.32 | 333.69 | 11.526 | [7 empty] | 1.(c) | UNIÓN ELECTRICA DE CANARIAS GENERACIÓN | CENTRAL TÉRMICA DE JINÁMAR | 7429 | LAS PALMAS-PUERTO RICO, KM 3 | S/N | JINAMAR | 35220 | 4430 | 2810 | 73 | 867 | n
ES | 2012 | ES49 | 2012ES49 | 2012-49 | 49 | CT JINAMAR Foco D (GV5) | Gran Canaria (Islas Canarias) | Art 4(3) - existing plants | ESI | 185 | No | 0 | 0 | 3615.7195 | 0 | 0 | 1042.5 | 384.75 | 7.902 | [7 empty] | 1.(c) | UNIÓN ELECTRICA DE CANARIAS GENERACIÓN | CENTRAL TÉRMICA DE JINÁMAR | 7429 | LAS PALMAS-PUERTO RICO, KM 3 | S/N | JINAMAR | 35220 | 4430 | 2810 | 73 | 867 | n
ES | 2012 | ES54 | 2012ES54 | 2012-54 | 54 | CT BARRANCO TIRAJANA I | Gran Canaria (Islas Canarias) | Art 4(1) - old-new plants | ESI | 213 | No | 0 | 0 | 4389.8413 | 0 | 0 | 164.21 | 454.35 | 3.623 | [7 empty] | 1.(c) | UNIÓN ELECTRICA DE CANARIAS GENERACIÓN | CENTRAL TÉRMICA DE BARRANCO DE TIRAJANA | 7427 | EL MATORRAL | S/N | MATORRAL (EL) | 35017 | 1970 | 759 | 0 | 1510 | m
ES | 2012 | ES55 | 2012ES55 | 2012-55 | 55 | CT BARRANCO TIRAJANA II | Gran Canaria (Islas Canarias) | Art 4(1) - old-new plants | ESI | 213 | No | 0 | 0 | 4605.767 | 0 | 0 | 206.66 | 480.65 | 3.224 | [7 empty] | 1.(c) | UNIÓN ELECTRICA DE CANARIAS GENERACIÓN | CENTRAL TÉRMICA DE BARRANCO DE TIRAJANA | 7427 | EL MATORRAL | S/N | MATORRAL (EL) | 35017 | 1970 | 759 | 0 | 1510 | m
ES | 2012 | ES121 | 2012ES121 | 2012-121 | 121 | CTCC BARRANCO DE TIRAJANA-END I-1 | Gran Canaria (Islas Canarias) | Art 4(2) - new-new plants | ESI | 240 | Yes | 0 | 0 | 2560.3099 | 0 | 0 | 83.66 | 207.722 | 0.3555 | [7 empty] | 1.(c) | UNIÓN ELECTRICA DE CANARIAS GENERACIÓN | CENTRAL TÉRMICA DE BARRANCO DE TIRAJANA | 7427 | EL MATORRAL | S/N | MATORRAL (EL) | 35017 | 1970 | 759 | 0 | 1510 | m
ES | 2012 | ES122 | 2012ES122 | 2012-122 | 122 | CTCC BARRANCO DE TIRAJANA-END I-2 | Gran Canaria (Islas Canarias) | Art 4(2) - new-new plants | ESI | 240 | Yes | 0 | 0 | 2003.2271 | 0 | 0 | 60.278 | 172.648 | 0.8869 | [7 empty] | 1.(c) | UNIÓN ELECTRICA DE CANARIAS GENERACIÓN | CENTRAL TÉRMICA DE BARRANCO DE TIRAJANA | 7427 | EL MATORRAL | S/N | MATORRAL (EL) | 35017 | 1970 | 759 | 0 | 1510 | m
ES | 2012 | ES123 | 2012ES123 | 2012-123 | 123 | CTCC BARRANCO DE TIRAJANA-END II-1 | Gran Canaria (Islas Canarias) | Art 4(2) - new-new plants | ESI | 240 | Yes | 0 | 0 | 3638.6353 | 0 | 0 | 117.495 | 295.425 | 3.1242 | [7 empty] | 1.(c) | UNIÓN ELECTRICA DE CANARIAS GENERACIÓN | CENTRAL TÉRMICA DE BARRANCO DE TIRAJANA | 7427 | EL MATORRAL | S/N | MATORRAL (EL) | 35017 | 1970 | 759 | 0 | 1510 | m
ES | 2012 | ES124 | 2012ES124 | 2012-124 | 124 | CTCC BARRANCO DE TIRAJANA-END II-2 | Gran Canaria (Islas Canarias) | Art 4(2) - new-new plants | ESI | 240 | Yes | 0 | 0 | 3582.186 | 0 | 0 | 109.456 | 306.582 | 0.1882 | [7 empty] | 1.(c) | UNIÓN ELECTRICA DE CANARIAS GENERACIÓN | CENTRAL TÉRMICA DE BARRANCO DE TIRAJANA | 7427 | EL MATORRAL | S/N | MATORRAL (EL) | 35017 | 1970 | 759 | 0 | 1510 | m
ES | 2012 | ES52 | 2012ES52 | 2012-52 | 52 | CT CRISTOBAL COLON I-II | Huelva (Andalucia) | Art 4(3) - existing plants | ESI | 626 | No | 0 | 0 | 0 | 0 | 0 | 0 | 0 | 0 | Closed | [5 empty] | 2008 | 1.(c) | ENDESA GENERACIÓN, S.L. | CENTRAL TÉRMICA CRISTÓBAL COLÓN | 6877 | FRANCISCO MONTENEGRO | S/N | Huelva | 21001 | 0 | 0 | 0 | 152 | l
ES | 2012 | ES53 | 2012ES53 | 2012-53 | 53 | CT CRISTOBAL COLON III | Huelva (Andalucia) | Art 4(3) - existing plants | ESI | 464 | No | 0 | 0 | 0 | 0 | 0 | 0 | 0 | 0 | Closed | [5 empty] | 2009 | 1.(c) | ENDESA GENERACIÓN, S.L. | CENTRAL TÉRMICA CRISTÓBAL COLÓN | 6877 | FRANCISCO MONTENEGRO | S/N | Huelva | 21001 | 0 | 0 | 0 | 152 | l
ES | 2012 | ES97 | 2012ES97 | 2012-97 | 97 | CTCC CRISTOBAL COLON-END 1 | Huelva (Andalucia) | Art 4(2) - new-new plants | ESI | 684 | Yes | 0 | 0 | 0 | 3087.7824 | 0 | 0.017 | 63.064 | 4.5134
ES | 2012 | ES183 | 2012ES183 | 2012-183 | 183 | CT EIVISSA III-END | Ibiza (Islas Baleares) | Art 4(2) - new-new plants | ESI | 97 | No | 0 | 0 | 0 | 0 | 0 | 0 | 0 | 0 | Not worked in 2012 | [6 empty] | 1.(c) | GAS Y ELECTRICIDAD GENERACIÓN | C.D.E. EIVISSA | 6595 | CAS DOMINGUETS | S/N | EIVISSA | 07800 | 10000 | 2480 | 117 | 593 | m
ES | 2012 | ES184 | 2012ES184 | 2012-184 | 184 | CT EIVISSA IV-END | Ibiza (Islas Baleares) | Art 4(2) - new-new plants | ESI | 97 | No | 0 | 0 | 0 | 0 | 0 | 0 | 0 | 0 | Not worked in 2012 | [6 empty] | 1.(c) | GAS Y ELECTRICIDAD GENERACIÓN | C.D.E. EIVISSA | 6595 | CAS DOMINGUETS | S/N | EIVISSA | 07800 | 10000 | 2480 | 117 | 593 | m
ES | 2012 | ES185 | 2012ES185 | 2012-185 | 185 | CT EIVISSA V-END | Ibiza (Islas Baleares) | Art 4(2) - new-new plants | ESI | 74 | No | 0 | 0 | 205.6818 | 266.2941 | 0 | 2.7 | 37.9 | 0.1 | [7 empty] | 1.(c) | GAS Y ELECTRICIDAD GENERACIÓN | C.D.E. EIVISSA | 6595 | CAS DOMINGUETS | S/N | EIVISSA | 07800 | 10000 | 2480 | 117 | 593 | m
ES | 2012 | ES186 | 2012ES186 | 2012-186 | 186 | CT EIVISSA VI-END | Ibiza (Islas Baleares) | Art 4(2) - new-new plants | ESI | 76 | No | 0 | 0 | 268.1112 | 353.8443 | 0 | 0.9 | 52.1 | 0 | [7 empty] | 1.(c) | GAS Y ELECTRICIDAD GENERACIÓN | C.D.E. EIVISSA | 6595 | CAS DOMINGUETS | S/N | EIVISSA | 07800 | 10000 | 2480 | 117 | 593 | m
ES | 2012 | ES207 | 2012ES207 | 2012-207 | 207 | IQA, Caldera F-5103 | La Canonja - Tarragona (Cataluña) | Art 4(3) - existing plants | Other (non refineries) | 58 | No | 0 | 0 | 0 | 612.124 | 0 | 0 | 40.05 | 0
ES | 2012 | ES152 | 2012ES152 | 2012-152 | 152 | Ref. Repsol Petróleo La Coruña Conversión | La Coruña (Galicia) | Art 4(3) - existing plants | Refineries | 281 | No | 0 | 0 | 38.8213 | 0 | 3056.3852 | 649.961 | 279.193 | 11.812 | [7 empty] | 1.(a) | REPSOL PETROLEO, S.A. | REPSOL YPF COMPLEJO INDUSTRIAL A CORUÑA | 6896 | LA GRELA BENS | S/N | GRELA (LA) | 15008 | 1880 | 3480 | 0 | 1020 | m
ES | 2012 | ES153 | 2012ES153 | 2012-153 | 153 | Ref. Repsol Petróleo La Coruña Ref 1 | La Coruña (Galicia) | Art 4(3) - existing plants | Refineries | 100 | No | 0 | 0 | 23.1707 | 25.5653 | 1216.2699 | 106.431 | 91.75 | 5.949 | [7 empty] | 1.(a) | REPSOL PETROLEO, S.A. | REPSOL YPF COMPLEJO INDUSTRIAL A CORUÑA | 6896 | LA GRELA BENS | S/N | GRELA (LA) | 15008 | 1880 | 3480 | 0 | 1020 | m
ES | 2012 | ES154 | 2012ES154 | 2012-154 | 154 | Ref. Repsol Petróleo La Coruña Ref 2 | La Coruña (Galicia) | Art 4(3) - existing plants | Refineries | 159 | No | 0 | 0 | 24.9488 | 0 | 2900.2841 | 282.706 | 133.508 | 7.772 | [7 empty] | 1.(a) | REPSOL PETROLEO, S.A. | REPSOL YPF COMPLEJO INDUSTRIAL A CORUÑA | 6896 | LA GRELA BENS | S/N | GRELA (LA) | 15008 | 1880 | 3480 | 0 | 1020 | m
ES | 2012 | ES178 | 2012ES178 | 2012-178 | 178 | CT LOS GUINCHOS II-END | La Palma - Santa Cruz de Tenerife (Islas Canarias) | Art 4(2) - new-new plants | ESI | 71 | Yes | 0 | 0 | 20.4009 | 0 | 0 | 0 | 4.4 | 0.1
ES | 2012 | ES208 | 2012ES208 | 2012-208 | 208 | Dow Chemical Ibérica, Foco F-1803 | La Pobla de Mafumet - Tarragona (Cataluña) | Art 4(1) - old-new plants | Other (non refineries) | 887 | Yes | 0 | 0 | 845.752 | 1156.66 | 10550.157 | 29.43 | 647.35 | 22.48 | El foco esta compuesto de una caldera de recuperación, hornos de pirólisis y una cogeneración | [6 empty] | 4.(a).(vii) | DOW CHEMICAL IBÉRICA, S.A. | DOW CHEMICAL IBERICA, S.A. (DOW SUR) | 8335 | DE SALOU | S/N | Tarragona | 43006 | 0 | 0 | 0 | 0 | n
ES | 2012 | ES209 | 2012ES209 | 2012-209 | 209 | Dow Chemical Ibérica, Caldera F-1010 | La Pobla de Mafumet - Tarragona (Cataluña) | Art 4(2) - new-new plants | Other (non refineries) | 63.8 | No | 0 | 0 | 0 | 0 | 880.7506 | 0.6 | 17.68 | 0.28 | [7 empty] | 4.(a).(vii) | DOW CHEMICAL IBÉRICA, S.A. | DOW CHEMICAL IBERICA, S.A. (DOW SUR) | 8335 | DE SALOU | S/N | Tarragona | 43006 | 0 | 0 | 0 | 0 | n
ES | 2012 | ES210 | 2012ES210 | 2012-210 | 210 | Dow Chemical Ibérica, Caldera F-1014 | La Pobla de Mafumet - Tarragona (Cataluña) | Art 4(2) - new-new plants | Other (non refineries) | 113.4 | No | 0 | 0 | 0 | 0 | 1401.335 | 0.33 | 21.68 | 0.92 | [7 empty] | 4.(a).(vii) | DOW CHEMICAL IBÉRICA, S.A. | DOW CHEMICAL IBERICA, S.A. (DOW SUR) | 8335 | DE SALOU | S/N | Tarragona | 43006 | 0 | 0 | 0 | 0 | n
ES | 2012 | ES14 | 2012ES14 | 2012-14 | 14 | CT LA ROBLA I | La Robla - León (Castilla y León) | Art 4(3) - existing plants | ESI | 691 | No | 0 | 5647.863 | 56.7516 | 0 | 0 | 1407.9 | 1472.9 | 266.8 | [7 empty] | 1.(c) | UNION FENOSA GENERACION | CENTRAL TERMICA LA ROBLA | 8959 | TERMICA | S/N | ROBLA (LA) | 24640 | 7380 | 3070 | 420 | 2230 | n
ES | 2012 | ES15 | 2012ES15 | 2012-15 | 15 | CT LA ROBLA II | La Robla - León (Castilla y León) | Art 4(3) - existing plants | ESI | 951 | No | 0 | 17807.8111 | 86.2989 | 0 | 0 | 1655.9 | 5881.2 | 152.9 | [7 empty] | 1.(c) | UNION FENOSA GENERACION | CENTRAL TERMICA LA ROBLA | 8959 | TERMICA | S/N | ROBLA (LA) | 24640 | 7380 | 3070 | 420 | 2230 | n
ES | 2012 | ES4 | 2012ES4 | 2012-4 | 4 | CT LADA III | Langreo (Asturias) | Art 4(3) - existing plants | ESI | 435 | No | 0 | 0 | 0 | 0 | 0 | 0 | 0 | 0 | Closed in December 2012 | [5 empty] | 2012 | 1.(c) | IBERDROLA GENERACION , S.A.U | CENTRAL TÉRMICA DE LADA | 9010 | SABINO ALONSO FUEYO | S/N | LANGREO/LLANGRÉU | 33930 | 3960 | 1390 | 0 | 1740 | n
ES | 2012 | ES5 | 2012ES5 | 2012-5 | 5 | CT LADA IV | Langreo (Asturias) | Art 4(3) - existing plants | ESI | 986 | No | 0 | 19127.4391 | 58.7852 | 0 | 0 | 1392.73 | 3958.5 | 182.9 | [7 empty] | 1.(c) | IBERDROLA GENERACION , S.A.U | CENTRAL TÉRMICA DE LADA | 9010 | SABINO ALONSO FUEYO | S/N | LANGREO/LLANGRÉU | 33930 | 3960 | 1390 | 0 | 1740 | n
ES | 2012 | ES172 | 2012ES172 | 2012-172 | 172 | SAN CIPRIAN A | Lugo (Galicia) | Art 4(3) - existing plants | Other (non refineries) | 147 | No | 0 | 0 | 2644.8163 | 0 | 0 | 747.112 | 236.536 | 12.827
ES | 2012 | ES173 | 2012ES173 | 2012-173 | 173 | SAN CIPRIAN B | Lugo (Galicia) | Art 4(3) - existing plants | Other (non refineries) | 147 | No | 0 | 0 | 2684.7235 | 0 | 0 | 658.98 | 225.266 | 10.091
ES | 2012 | ES174 | 2012ES174 | 2012-174 | 174 | SAN CIPRIAN C | Lugo (Galicia) | Art 4(3) - existing plants | Other (non refineries) | 147 | No | 0 | 0 | 2560.0369 | 0 | 0 | 697.452 | 237.216 | 10.622
ES | 2012 | ES187 | 2012ES187 | 2012-187 | 187 | CTCC MALAGA-GN 1 | Málaga (Andalucia) | Art 4(2) - new-new plants | ESI | 737 | Yes | 0 | 0 | 0 | 14920.4995 | 0 | 3.204 | 114.669 | 0.10492
ES | 2012 | ES26 | 2012ES26 | 2012-26 | 26 | CT ALCUDIA I-II | Mallorca (Islas Baleares) | Art 4(3) - existing plants | ESI | 746 | No | 0 | 14442.2378 | 966.2289 | 0 | 0 | 1974.4 | 2132.8 | 59.7 | [7 empty] | 1.(c) | GAS Y ELECTRICIDAD GENERACIÓN | CENTRAL TÉRMICA ALCÚDIA | 6617 | SA POBLA A ALCÚDIA | S/N | ALCUDIA | 07400 | 3960 | 533 | 150 | 2900 | n
ES | 2012 | ES27 | 2012ES27 | 2012-27 | 27 | CT ALCUDIA III-IV | Mallorca (Islas Baleares) | Art 4(1) - old-new plants | ESI | 740 | No | 0 | 15883.1369 | 492.2136 | 0 | 0 | 3361.5 | 1825.5 | 88.8 | [7 empty] | 1.(c) | GAS Y ELECTRICIDAD GENERACIÓN | CENTRAL TÉRMICA ALCÚDIA | 6617 | SA POBLA A ALCÚDIA | S/N | ALCUDIA | 07400 | 3960 | 533 | 150 | 2900 | n
ES | 2012 | ES114 | 2012ES114 | 2012-114 | 114 | CTCC CAS TRESORER END I-1 | Mallorca (Islas Baleares) | Art 4(2) - new-new plants | ESI | 248 | Yes | 0 | 0 | 0.045254 | 1167.3143 | 0 | 7.923 | 12.227 | 3.463 | [7 empty] | 1.(c) | GAS Y ELECTRICIDAD GENERACIÓN | CENTRAL CICLO COMBINADO CA'S TRESORER | 84899 | CAMÍ FONDO | S/N | PALMA | 07007 | 0 | 0 | 0 | 304 | n
ES | 2012 | ES115 | 2012ES115 | 2012-115 | 115 | CTCC CAS TRESORER END I-2 | Mallorca (Islas Baleares) | Art 4(2) - new-new plants | ESI | 248 | Yes | 0 | 0 | 0.90508 | 1355.9534 | 0 | 5.694 | 11.715 | 4.804 | [7 empty] | 1.(c) | GAS Y ELECTRICIDAD GENERACIÓN | CENTRAL CICLO COMBINADO CA'S TRESORER | 84899 | CAMÍ FONDO | S/N | PALMA | 07007 | 0 | 0 | 0 | 304 | n
ES | 2012 | ES116 | 2012ES116 | 2012-116 | 116 | CTCC SON REUS-END I-1 | Mallorca (Islas Baleares) | Art 4(2) - new-new plants | ESI | 129.3333 | Yes | 0 | 0 | 0.045254 | 157.046 | 0 | 0.093 | 4.689 | 0.253
ES | 2012 | ES117 | 2012ES117 | 2012-117 | 117 | CTCC SON REUS-END I-2 | Mallorca (Islas Baleares) | Art 4(2) - new-new plants | ESI | 129.3333 | Yes | 0 | 0 | 0 | 437.9152 | 0 | 0.4 | 13.943 | 0.934
ES | 2012 | ES118 | 2012ES118 | 2012-118 | 118 | CTCC SON REUS-END I-3 | Mallorca (Islas Baleares) | Art 4(2) - new-new plants | ESI | 129.3333 | Yes | 0 | 0 | 0 | 26.4529 | 0 | 0.013 | 1.149 | 0.073
ES | 2012 | ES119 | 2012ES119 | 2012-119 | 119 | CTCC SON REUS-END II-1 | Mallorca (Islas Baleares) | Art 4(2) - new-new plants | ESI | 124 | Yes | 0 | 0 | 0 | 437.2048 | 0 | 6.054 | 4.899 | 1.599
ES | 2012 | ES120 | 2012ES120 | 2012-120 | 120 | CTCC SON REUS-END II-2 | Mallorca (Islas Baleares) | Art 4(2) - new-new plants | ESI | 124 | Yes | 0 | 0 | 0 | 433.193 | 0 | 6.753 | 7.297 | 1.507
ES | 2012 | ES197 | 2012ES197 | 2012-197 | 197 | CTCC CAS TRESORER END II-1 | Mallorca (Islas Baleares) | Art 4(2) - new-new plants | ESI | 248 | Yes | 0 | 0 | 0.045254 | 687.3167 | 0 | 4.012 | 5.452 | 1.591 | [7 empty] | 1.(c) | GAS Y ELECTRICIDAD GENERACIÓN | CENTRAL CICLO COMBINADO CA'S TRESORER | 84899 | CAMÍ FONDO | S/N | PALMA | 07007 | 0 | 0 | 0 | 304 | n
ES | 2012 | ES198 | 2012ES198 | 2012-198 | 198 | CTCC CAS TRESORER END II-2 | Mallorca (Islas Baleares) | Art 4(2) - new-new plants | ESI | 248 | Yes | 0 | 0 | 0.31678 | 1172.9141 | 0 | 10.353 | 15.383 | 3.966 | [7 empty] | 1.(c) | GAS Y ELECTRICIDAD GENERACIÓN | CENTRAL CICLO COMBINADO CA'S TRESORER | 84899 | CAMÍ FONDO | S/N | PALMA | 07007 | 0 | 0 | 0 | 304 | n
ES | 2012 | ES180 | 2012ES180 | 2012-180 | 180 | CT MAÓ III-END | Menorca (Islas Baleares) | Art 4(2) - new-new plants | ESI | 127 | No | 0 | 0 | 23.0599 | 0 | 0 | 0.3 | 2.5 | 0 | [7 empty] | 1.(c) | GAS Y ELECTRICIDAD GENERACIÓN | C.D.E. MAÓ | 6634 | COS NOU | S/N | MAO | 07703 | 4680 | 1120 | 60.7 | 301 | n
ES | 2012 | ES181 | 2012ES181 | 2012-181 | 181 | CT MAÓ IV-END | Menorca (Islas Baleares) | Art 4(2) - new-new plants | ESI | 141 | No | 0 | 0 | 1719.0736 | 0 | 0 | 39.9 | 409.1 | 0.2 | [7 empty] | 1.(c) | GAS Y ELECTRICIDAD GENERACIÓN | C.D.E. MAÓ | 6634 | COS NOU | S/N | MAO | 07703 | 4680 | 1120 | 60.7 | 301 | n
ES | 2012 | ES182 | 2012ES182 | 2012-182 | 182 | CT MAÓ V-END | Menorca (Islas Baleares) | Art 4(2) - new-new plants | ESI | 145 | No | 0 | 0 | 550.1307 | 0 | 0 | 12.6 | 102.1 | 0 | [7 empty] | 1.(c) | GAS Y ELECTRICIDAD GENERACIÓN | C.D.E. MAÓ | 6634 | COS NOU | S/N | MAO | 07703 | 4680 | 1120 | 60.7 | 301 | n
ES | 2012 | ES30 | 2012ES30 | 2012-30 | 30 | CT LA PEREDA | Mieres (Asturias) | Art 4(1) - old-new plants | ESI | 161 | No | 5.0966 | 3756.7824 | 0 | 0 | 0 | 381.579 | 156.154 | 15.896 | [7 empty] | 1.(c) | HULLERAS DEL NORTE, S.A. (HUNOSA) | CENTRAL TÉRMICA DE LA PEREDA | 6956 | CARDEO, S/N | SIN NÚMERO | PEREDA (LA) | 33682 | 156 | 382 | 0 | 363 | m
ES | 2012 | ES28 | 2012ES28 | 2012-28 | 28 | CT MEIRAMA I | Ordenes - A Coruña (Galicia) | Art 4(3) - existing plants | ESI | 1437 | No | 0 | 29181.3374 | 0 | 160.457 | 0 | 7548.4 | 3490.2 | 423.6 | [7 empty] | 1.(c) | GAS NATURAL SDG, S.A. | CENTRAL TERMICA DE MEIRAMA | 8957 | MESON DO VENTO | S/N | MESON DO VENTO | 15689 | 3490 | 7550 | 91.5 | 2580 | m
ES | 2012 | ES11 | 2012ES11 | 2012-11 | 11 | CT ANLLARES I | Palacios del Sil - León (Castilla y León) | Art 4(3) - existing plants | ESI | 953 | No | 0 | 16903.489 | 92.3473 | 0 | 0 | 11488.9 | 9179.6 | 358.5 | [7 empty] | 1.(c) | UNION FENOSA GENERACION-ENDESA GENERACION, C.T. ANLLARES, C.B. | CENTRAL TERMICA DE ANLLARES, C.B. | 8867 | PORULLON | POL 26 PAR 58 Y 59 | PARAMO DEL SIL | 24470 | 9180 | 11500 | 359 | 1590 | m
ES | 2012 | ES155 | 2012ES155 | 2012-155 | 155 | Ref. Cepsa La Rabida - La Rabida 1 | Palos de la Frontera - Huelva (Andalucia) | Art 4(3) - existing plants | Refineries | 154 | No | 0 | 0 | 1063.3196 | 0 | 4028.4147 | 700.012 | 266.844 | 33.31 | [7 empty] | 1.(a) | COMPAÑÍA ESPAÑOLA DE PETRÓLEOS, S.A. | REFINERÍA LA RÁBIDA | 6805 | NUEVO PUERTO | S/N | Palos de la Frontera | 21810 | 846 | 2630 | 56 | 1540 | n
ES | 2012 | ES156 | 2012ES156 | 2012-156 | 156 | Ref. Cepsa La Rabida - La Rabida 2 | Palos de la Frontera - Huelva (Andalucia) | Art 4(2) - new-new plants | Refineries | 81 | No | 0 | 0 | 0 | 0 | 2914.623 | 6.516 | 30.738 | 0.369 | [7 empty] | 1.(a) | COMPAÑÍA ESPAÑOLA DE PETRÓLEOS, S.A. | REFINERÍA LA RÁBIDA | 6805 | NUEVO PUERTO | S/N | Palos de la Frontera | 21810 | 846 | 2630 | 56 | 1540 | n
ES | 2012 | ES157 | 2012ES157 | 2012-157 | 157 | Ref. Cepsa La Rabida - La Rabida 3 | Palos de la Frontera - Huelva (Andalucia) | Art 4(2) - new-new plants | Refineries | 131 | No | 0 | 0 | 0 | 0 | 1726.4527 | 12.319 | 50.961 | 0.586 | [7 empty] | 1.(a) | COMPAÑÍA ESPAÑOLA DE PETRÓLEOS, S.A. | REFINERÍA LA RÁBIDA | 6805 | NUEVO PUERTO | S/N | Palos de la Frontera | 21810 | 846 | 2630 | 56 | 1540 | n
ES | 2012 | ES201 | 2012ES201 | 2012-201 | 201 | Ref. Cepsa La Rabida - Crudo2 / Vacio3 / H4 | Palos de la Frontera - Huelva (Andalucia) | Art 4(2) - new-new plants | Refineries | 93.2 | No | 0 | 0 | 0 | 0 | 3807.1898 | 8.877 | 62.265 | 0.467
ES | 2012 | ES202 | 2012ES202 | 2012-202 | 202 | Ref. Cepsa La Rabida - HR2 | Palos de la Frontera - Huelva (Andalucia) | Art 4(2) - new-new plants | Refineries | 114.5 | No | 0 | 0 | 0 | 547.0278 | 2386.076 | 7.633 | 67.093 | 0.972
ES | 2012 | ES203 | 2012ES203 | 2012-203 | 203 | Ref. Cepsa La Rabida - Cogeneración | Palos de la Frontera - Huelva (Andalucia) | Art 4(2) - new-new plants | CHP | 205.5 | Yes | 0 | 0 | 0 | 7111.2365 | 0 | 6.27 | 105.715 | 0.266 | [7 empty] | 1.(c) | GENERACIÓN ELÉCTRICA PENINSULAR, S.A. | COGENERACIÓN DE REFINERÍA LA RÁBIDA (DETISA) | 6802 | NUEVO PUERTO | S/N | Palos de la Frontera | 21810 | 0 | 0 | 0 | 304 | n
ES | 2012 | ES176 | 2012ES176 | 2012-176 | 176 | CEPSA QUÍMICA Horno B-401 | Palos de la Frontera - Huelva (Andalucía) | Art 4(3) - existing plants | Other (non refineries) | 57.5 | No | 0 | 0 | 0 | 1575.6208 | 0 | 0.4 | 37.9 | 0.6 | [7 empty] | 1.(c) | GENERACIÓN ELÉCTRICA PENINSULAR, S.A. | COGENERACIÓN DE CEPSA QUÍMICA FÁBRICA DE PALOS DE LA FRONTERA | 5997 | NUEVO PUERTO, PARC. 43-45 | 43 | PALOS DE LA FRONTERA | 21810 | 0 | 0 | 0 | 110 | n
ES | 2012 | ES79 | 2012ES79 | 2012-79 | 79 | CTCC PALOS DE LA FRONTERA I-1 GN | Palos de la Frontera (Huelva) | Art 4(2) - new-new plants | ESI | 697.31 | Yes | 0 | 0 | 0 | 4001.5606 | 0 | 1.426 | 95.27 | 1.7241
ES | 2012 | ES80 | 2012ES80 | 2012-80 | 80 | CTCC PALOS DE LA FRONTERA I-2 GN | Palos de la Frontera (Huelva) | Art 4(2) - new-new plants | ESI | 697.31 | Yes | 0 | 0 | 0 | 4742.3656 | 0 | 1.206 | 118.866 | 7.1973
ES | 2012 | ES81 | 2012ES81 | 2012-81 | 81 | CTCC PALOS DE LA FRONTERA I-3 GN | Palos de la Frontera (Huelva) | Art 4(2) - new-new plants | ESI | 697.31 | Yes | 0 | 0 | 0 | 5811.6446 | 0 | 1.826 | 54.896 | 493.3481
ES | 2012 | ES1 | 2012ES1 | 2012-1 | 1 | CT PASAJES I | Pasajes de San Juan - Guipuzkoa (Pais Vasco) | Art 4(3) - existing plants | ESI | 589 | No | 0 | 10559.5432 | 77.1564 | 0 | 0 | 2459.1 | 3704.4 | 121.5 | Closed in December 2012 | [6 empty] | 1.(c) | IBERDROLA GENERACION , S.A.U | IBERDROLA GENERACION , S.A. (IBERDROLA GENERACIÓN C. T. PASAJES) | 9199 | LEZO BIDE | 28 | Pasaia | 20110 | 3700 | 2460 | 81.1 | 954 | n
ES | 2012 | ES19 | 2012ES19 | 2012-19 | 19 | CT PUENTE NUEVO I | Puentenuevo - Córdoba (Andalucia) | Art 4(3) - existing plants | ESI | 975.96 | No | 0 | 10898.4025 | 0 | 0 | 0 | 1016.8 | 1167.9 | 255 | [7 empty] | 1.(c) | E.ON GENERACIÓN, S.A. | C.T. PUENTE NUEVO | 7690 | NACIONAL 432, KM 232 | 432 | Espiel | 14220 | 1180 | 1100 | 0 | 1050 | n
ES | 2012 | ES18 | 2012ES18 | 2012-18 | 18 | CT PUERTOLLANO I | Puertollano - Ciudad Real (Castilla la Mancha) | Art 4(3) - existing plants | ESI | 590 | No | 0 | 6060.1912 | 36.6812 | 0 | 0 | 2477.9 | 2069.4 | 160.74
ES | 2012 | ES58 | 2012ES58 | 2012-58 | 58 | CT ELCOGAS | Puertollano - Ciudad Real (Castilla la Mancha) | Art 4(1) - old-new plants | ESI | 590 | Yes | 0 | 0 | 0 | 0 | 10057.0915 | 48.553 | 270.832 | 0.99206 | [7 empty] | 1.(c) | C. LUCHANA,23.MADRID | ELCOGAS S.A. - CENTRAL TÉRMICA GICC | 8905 | CTRA. CALZADA DE CALATRAVA A PUERTOLLANO, KM.27. PUERTOLLANO 13.500 (CIUDAD REAL) | KM. 27 | PUERTOLLANO | 13500 | 361 | 0 | 0 | 1130 | n
ES | 2012 | ES134 | 2012ES134 | 2012-134 | 134 | Ref. Puertollano Producción Vapor 100 F-4 A/B | Puertollano - Ciudad Real (Castilla La Mancha) | Art 4(3) - existing plants | Refineries | 170 | No | 0 | 0 | 878.8778 | 0.4827 | 1733.1822 | 287.77 | 162.644 | 44.803
ES | 2012 | ES135 | 2012ES135 | 2012-135 | 135 | Ref. Puertollano Producción Vapor 100 F-7A | Puertollano - Ciudad Real (Castilla La Mancha) | Art 4(2) - new-new plants | Refineries | 79 | No | 0 | 0 | 742.7153 | 0.048271 | 911.9342 | 301.676 | 175.986 | 25.168
ES | 2012 | ES136 | 2012ES136 | 2012-136 | 136 | Ref. Repsol Petróleo Puertollano Prod. Vapor 20 Este | Puertollano - Ciudad Real (Castilla La Mancha) | Art 4(3) - existing plants | Refineries | 114 | No | 0 | 0 | 744.5574 | 0 | 42.3312 | 281.791 | 163.745 | 44.186 | [7 empty] | 4.(a).(vii) | REPSOL QUIMICA, S.A. | REPSOL QUÍMICA C.I. PUERTOLLANO | 6927 | CTRA. CALZADA DE CALATRAVA, KM.3,5. PUERTOLLANO 13.500 (CIUDAD REAL) | Nº 280 | PUERTOLLANO | 13500 | 0 | 0 | 0 | 0 | n
ES | 2012 | ES137 | 2012ES137 | 2012-137 | 137 | Ref. Repsol Petróleo Puertollano Prod. Vapor 20 Oeste | Puertollano - Ciudad Real (Castilla La Mancha) | Art 4(3) - existing plants | Refineries | 114 | No | 0 | 0 | 195.8329 | 0 | 21.2585 | 44.067 | 40.663 | 4.125 | [7 empty] | 4.(a).(vii) | REPSOL QUIMICA, S.A. | REPSOL QUÍMICA C.I. PUERTOLLANO | 6927 | CTRA. CALZADA DE CALATRAVA, KM.3,5. PUERTOLLANO 13.500 (CIUDAD REAL) | Nº 280 | PUERTOLLANO | 13500 | 0 | 0 | 0 | 0 | n
ES | 2012 | ES138 | 2012ES138 | 2012-138 | 138 | Ref. Repsol Petróleo Puertollano Refinería I | Puertollano - Ciudad Real (Castilla La Mancha) | Art 4(3) - existing plants | Refineries | 72 | No | 0 | 0 | 47.6206 | 0 | 325.784 | 18.269 | 25.709 | 2.946 | [7 empty] | 4.(a).(vii) | REPSOL QUIMICA, S.A. | REPSOL QUÍMICA C.I. PUERTOLLANO | 6927 | CTRA. CALZADA DE CALATRAVA, KM.3,5. PUERTOLLANO 13.500 (CIUDAD REAL) | Nº 280 | PUERTOLLANO | 13500 | 0 | 0 | 0 | 0 | n
ES | 2012 | ES139 | 2012ES139 | 2012-139 | 139 | Ref. Repsol Petróleo Puertollano Refinería II | Puertollano - Ciudad Real (Castilla La Mancha) | Art 4(3) - existing plants | Refineries | 238 | No | 0 | 0 | 872.8834 | 0 | 4350.7497 | 393.915 | 399.786 | 56.797 | [7 empty] | 4.(a).(vii) | REPSOL QUIMICA, S.A. | REPSOL QUÍMICA C.I. PUERTOLLANO | 6927 | CTRA. CALZADA DE CALATRAVA, KM.3,5. PUERTOLLANO 13.500 (CIUDAD REAL) | Nº 280 | PUERTOLLANO | 13500 | 0 | 0 | 0 | 0 | n
ES | 2012 | ES6 | 2012ES6 | 2012-6 | 6 | CT SOTO DE RIBERA I-II | Ribera de Arriba (Asturias) | Art 4(3) - existing plants | ESI | 750 | No | 0 | 5006.2138 | 0 | 0 | 0 | 1864.69 | 1615.8 | 156.88 | GROUP I CLOSED IN 2008 | [6 empty] | 1.(c) | HIDROELÉCTRICA DEL CANTÁBRICO | CENTRAL TÉRMICA DE SOTO DE RIBERA | 8520 | SOTO DE RIBERA | S/N | SOTO DE RIBERA | 33172 | 3290 | 2720 | 154 | 1500 | n
ES | 2012 | ES7 | 2012ES7 | 2012-7 | 7 | CT SOTO DE RIBERA III | Ribera de Arriba (Asturias) | Art 4(3) - existing plants | ESI | 830 | No | 0 | 10853.8572 | 8.0675 | 0 | 0 | 852.32 | 1670.27 | 30.18 | [7 empty] | 1.(c) | HIDROELÉCTRICA DEL CANTÁBRICO | CENTRAL TÉRMICA DE SOTO DE RIBERA | 8520 | SOTO DE RIBERA | S/N | SOTO DE RIBERA | 33172 | 3290 | 2720 | 154 | 1500 | n
ES | 2012 | ES102 | 2012ES102 | 2012-102 | 102 | CTCC SAGUNTO-GN 1 | Sagunto (Comunidad Valenciana) | Art 4(2) - new-new plants | ESI | 683.33 | Yes | 0 | 0 | 0 | 14744.4099 | 0 | 25.36 | 245.899 | 10.3925
ES | 2012 | ES103 | 2012ES103 | 2012-103 | 103 | CTCC SAGUNTO-GN 2 | Sagunto (Comunidad Valenciana) | Art 4(2) - new-new plants | ESI | 669.122 | Yes | 0 | 0 | 0 | 10115.7799 | 0 | 16.128 | 141.124 | 9.4914
ES | 2012 | ES104 | 2012ES104 | 2012-104 | 104 | CTCC SAGUNTO-GN 3 | Sagunto (Comunidad Valenciana) | Art 4(2) - new-new plants | ESI | 697.017 | Yes | 0 | 0 | 0 | 4128.8935 | 0 | 10.043 | 62.609 | 3.279
ES | 2012 | ES65 | 2012ES65 | 2012-65 | 65 | CTCC BESOS-GN 4 | San Adriá de Besós - Barcelona (Cataluña) | Art 4(2) - new-new plants | ESI | 662 | Yes | 0 | 0 | 0 | 13685.3684 | 0 | 20.374 | 244.708 | 2.3458 | [7 empty] | 1.(c) | GAS NATURAL SDG, S.A. | CENTRAL TÉRMICA DE CICLO COMBINADO ST. ADRIÀ DE BESÓS - GRUPO 4 | 9795 | EDUARD MARISTANY | 46-48 | Sant Adrià de Besòs | 08930 | 244 | 0 | 0 | 706 | n
ES | 2012 | ES213 | 2012ES213 | 2012-213 | 213 | CTCC BESOS-END 5-1 | San Adriá de Besós - Barcelona (Cataluña) | Art 4(2) - new-new plants | ESI | 727.2 | Yes | 0 | 0 | 0 | 4607.4312 | 0 | 0 | 81.564 | 0 | [7 empty] | 1.(c) | ENDESA GENERACIÓN, S.L. | CENTRAL TERMICA CICLE COMBINAT BESÓS - GRUPO 5 | 175419 | DE LA RONDA LITORAL B-10, DIRECCIÓ BESÒS | PK 25 | Sant Adrià de Besòs | 08930 | 130 | 0 | 0 | 578 | n
ES | 2012 | ES214 | 2012ES214 | 2012-214 | 214 | CTCC BESOS-END 5-2 | San Adriá de Besós - Barcelona (Cataluña) | Art 4(2) - new-new plants | ESI | 727.2 | Yes | 0 | 0 | 0 | 3455.1838 | 0 | 0 | 53.035 | 0 | [7 empty] | 1.(c) | ENDESA GENERACIÓN, S.L. | CENTRAL TERMICA CICLE COMBINAT BESÓS - GRUPO 5 | 175419 | DE LA RONDA LITORAL B-10, DIRECCIÓ BESÒS | PK 25 | Sant Adrià de Besòs | 08930 | 130 | 0 | 0 | 578 | n
ES | 2012 | ES61 | 2012ES61 | 2012-61 | 61 | CTCC SAN ROQUE-GN 1 | San Roque - Cádiz (Andalucia) | Art 4(2) - new-new plants | ESI | 654 | Yes | 0 | 0 | 0 | 13830.7381 | 0 | 6.062 | 152.531 | 4.6726 | [7 empty] | 1.(c) | ENDESA GENERACIÓN, S.L. | CENTRAL TÉRMICA CICLO COMBINADO SAN ROQUE GRUPO 2 | 10172 | GUADARRANQUE, PARCELA PEI-6 Y 7 | 6 | SAN ROQUE | 11360 | 0 | 0 | 0 | 0 | n
ES | 2012 | ES63 | 2012ES63 | 2012-63 | 63 | CTCC SAN ROQUE-END 2 | San Roque - Cádiz (Andalucia) | Art 4(2) - new-new plants | ESI | 714 | Yes | 0 | 0 | 0 | 985.7896 | 0 | 0.995 | 5.531 | 0.15947 | [7 empty] | 1.(c) | ENDESA GENERACIÓN, S.L. | CENTRAL TÉRMICA CICLO COMBINADO SAN ROQUE GRUPO 2 | 10172 | GUADARRANQUE, PARCELA PEI-6 Y 7 | 6 | SAN ROQUE | 11360 | 0 | 0 | 0 | 0 | n
ES | 2012 | ES73 | 2012ES73 | 2012-73 | 73 | CTCC CAMPO DE GILBRALTAR-GN 1 | San Roque - Cádiz (Andalucia) | Art 4(2) - new-new plants | ESI | 646 | Yes | 0 | 0 | 0 | 8458.615 | 0 | 4.452 | 76.063 | 0.09055 | [7 empty] | 1.(c) | NUEVA GENERADORA DEL SUR, S.A. | CENTRAL TERMICA DE CICLO COMBINADO CAMPO DE GIBRALTAR | 10187 | PUENTE MAYORGA | S/N | San Roque | 11360 | 252 | 0 | 0 | 1040 | n
ES | 2012 | ES74 | 2012ES74 | 2012-74 | 74 | CTCC CAMPO DE GILBRALTAR-GN 2 | San Roque - Cádiz (Andalucia) | Art 4(2) - new-new plants | ESI | 646 | Yes | 0 | 0 | 0 | 10910.6068 | 0 | 3.94 | 175.494 | 1.0841 | [7 empty] | 1.(c) | NUEVA GENERADORA DEL SUR, S.A. | CENTRAL TERMICA DE CICLO COMBINADO CAMPO DE GIBRALTAR | 10187 | PUENTE MAYORGA | S/N | San Roque | 11360 | 252 | 0 | 0 | 1040 | n
ES | 2012 | ES159 | 2012ES159 | 2012-159 | 159 | Ref. Cepsa Gibraltar - Gibraltar F1 Aromáticos | San Roque - Cádiz (Andalucia) | Art 4(3) - existing plants | Refineries | 73.86 | No | 0 | 0 | 1053.0124 | 0 | 1451.1974 | 387.906 | 145.906 | 18.625 | [7 empty] | 1.(a) | COMPAÑÍA ESPAÑOLA DE PETRÓLEOS, S.A. | REFINERÍA GIBRALTAR | 6790 | PUENTE MAYORGA | S/N | San Roque | 11360 | 2000 | 5940 | 304 | 1590 | n
ES | 2012 | ES160 | 2012ES160 | 2012-160 | 160 | Ref. Cepsa Gibraltar - Gibraltar F2 Combustibles | San Roque - Cádiz (Andalucia) | Art 4(3) - existing plants | Refineries | 102.61 | No | 0 | 0 | 1054.8662 | 0 | 1664.2771 | 358.139 | 237.167 | 21.397 | [7 empty] | 1.(a) | COMPAÑÍA ESPAÑOLA DE PETRÓLEOS, S.A. | REFINERÍA GIBRALTAR | 6790 | PUENTE MAYORGA | S/N | San Roque | 11360 | 2000 | 5940 | 304 | 1590 | n
ES | 2012 | ES161 | 2012ES161 | 2012-161 | 161 | Ref. Cepsa Gibraltar - Gibraltar F3 (1) Energía | San Roque - Cádiz (Andalucia) | Art 4(3) - existing plants | Refineries | 393.2 | No | 0 | 0 | 1392.4798 | 0 | 5920.426 | 1592.797 | 1140.028 | 62.206 | [7 empty] | 1.(a) | COMPAÑÍA ESPAÑOLA DE PETRÓLEOS, S.A. | REFINERÍA GIBRALTAR | 6790 | PUENTE MAYORGA | S/N | San Roque | 11360 | 2000 | 5940 | 304 | 1590 | n
ES | 2012 | ES162 | 2012ES162 | 2012-162 | 162 | Ref. Cepsa Gibraltar - Gibraltar F4 (2) Lubrisur | San Roque - Cádiz (Andalucia) | Art 4(3) - existing plants | Refineries | 95.3 | No | 0 | 0 | 0 | 0 | 0 | 0 | 0 | 0 | Closed | [6 empty] | 1.(a) | COMPAÑÍA ESPAÑOLA DE PETRÓLEOS, S.A. | REFINERÍA GIBRALTAR | 6790 | PUENTE MAYORGA | S/N | San Roque | 11360 | 2000 | 5940 | 304 | 1590 | n
ES | 2012 | ES163 | 2012ES163 | 2012-163 | 163 | Ref. Cepsa Gibraltar - Gibraltar RZ-100 | San Roque - Cádiz (Andalucia) | Art 4(1) - old-new plants | Refineries | 56.1 | No | 0 | 0 | 0 | 0 | 1393.1163 | 5.877 | 29.724 | 0.359 | [7 empty] | 1.(a) | COMPAÑÍA ESPAÑOLA DE PETRÓLEOS, S.A. | REFINERÍA GIBRALTAR | 6790 | PUENTE MAYORGA | S/N | San Roque | 11360 | 2000 | 5940 | 304 | 1590 | n
ES | 2012 | ES164 | 2012ES164 | 2012-164 | 164 | Ref. Cepsa Gibraltar - Gibraltar Crudo 3 | San Roque - Cádiz (Andalucia) | Art 4(3) - existing plants | Refineries | 89.2 | No | 0 | 0 | 727.9491 | 0 | 2484.3414 | 541.207 | 294.092 | 25.89 | [7 empty] | 1.(a) | COMPAÑÍA ESPAÑOLA DE PETRÓLEOS, S.A. | REFINERÍA GIBRALTAR | 6790 | PUENTE MAYORGA | S/N | San Roque | 11360 | 2000 | 5940 | 304 | 1590 | n
ES | 2012 | ES204 | 2012ES204 | 2012-204 | 204 | Ref. Cepsa Gibraltar - Cogeneración Lubrisur | San Roque - Cádiz (Andalucia) | Art 4(2) - new-new plants | CHP | 126 | Yes | 0 | 0 | 0 | 4511.6017 | 0 | 0 | 48.972 | 0 | [7 empty] | 1.(a) | COMPAÑÍA ESPAÑOLA DE PETRÓLEOS, S.A. | REFINERÍA GIBRALTAR | 6790 | PUENTE MAYORGA | S/N | San Roque | 11360 | 2000 | 5940 | 304 | 1590 | n
ES | 2012 | ES131 | 2012ES131 | 2012-131 | 131 | BIOMASA SANGÜESA | Sangüesa (Navarra) | Art 4(1) - old-new plants | CHP | 79 | No | 2892.0844 | 0 | 0 | 4.9907 | 0 | 38.6 | 205.3 | 1.4 | [7 empty] | 1.(c) | ACCIONA ENERGÍA, S.A. | ACCIONA ENERGÍA, S.A. (PLANTA DE BIOMASA DE SANGÜESA) | 7257 | POL IND ROCAFORTE S/N | S/N | SANGUESA | 31400 | 219 | 0 | 0 | 252 | n
ES | 2012 | ES33 | 2012ES33 | 2012-33 | 33 | CT SANTURCE I | Santurce - Bizkaia (Pais Vasco) | Art 4(3) - existing plants | ESI | 1211 | No | 0 | 0 | 0 | 0 | 0 | 0 | 0 | 0 | Closed | [5 empty] | 2009
ES | 2012 | ES34 | 2012ES34 | 2012-34 | 34 | CT SANTURCE II | Santurce - Bizkaia (Pais Vasco) | Art 4(3) - existing plants | ESI | 1679 | No | 0 | 0 | 0 | 0 | 0 | 0 | 0 | 0 | Closed | [5 empty] | 2009
ES | 2012 | ES75 | 2012ES75 | 2012-75 | 75 | CTCC SANTURCE-IB 4 | Santurce - Bizkaia (Pais Vasco) | Art 4(2) - new-new plants | ESI | 706 | Yes | 0 | 0 | 0 | 433.6046 | 0 | 0.312 | 8.419 | 0
ES | 2012 | ES113 | 2012ES113 | 2012-113 | 113 | CTCC SOTO RIBERA-HC 1 | Soto de Ribera (Asturias) | Art 4(2) - new-new plants | ESI | 727 | Yes | 0 | 0 | 40.8381 | 4410.4354 | 0 | 0.568 | 50.391 | 1.198 | [7 empty] | 1.(c) | ELÉCTRICA DE LA RIBERA DEL EBRO, S.A. | CTCC SOTO DE RIBERA | 123663 | SOTO DE RIBERA | S/N | SOTO DE RIBERA | 33472 | 0 | 0 | 0 | 308 | n
ES | 2012 | ES190 | 2012ES190 | 2012-190 | 190 | CTCC SOTO RIBERA-HC 2 | Soto de Ribera (Asturias) | Art 4(2) - new-new plants | ESI | 733 | Yes | 0 | 0 | 0 | 1170.2653 | 0 | 0.196 | 16.832 | 0 | [7 empty] | 1.(c) | ELÉCTRICA DE LA RIBERA DEL EBRO, S.A. | CTCC SOTO DE RIBERA | 123663 | SOTO DE RIBERA | S/N | SOTO DE RIBERA | 33472 | 0 | 0 | 0 | 308 | n
ES | 2012 | ES71 | 2012ES71 | 2012-71 | 71 | CTCC TARRAGONA-E.ON 1 | Tarragona (Cataluña) | Art 4(2) - new-new plants | ESI | 676.4 | Yes | 0 | 0 | 0 | 434.3774 | 0 | 0.876 | 5.992 | 0.03653 | [7 empty] | 1.(c) | E.ON GENERACIÓN, S.A. | CENTRAL TÈRMICA DE CICLE COMBINAT TARRAGONA 1 | 10280 | CN-340 | KM 1157 | Tarragona | 43110 | 0 | 0 | 0 | 0 | n
ES | 2012 | ES72 | 2012ES72 | 2012-72 | 72 | CTCC TARRAGONA POWER-IB 1 | Tarragona (Cataluña) | Art 4(2) - new-new plants | ESI | 767 | Yes | 0 | 0 | 0 | 5253.3314 | 52.3234 | 0.719 | 62.673 | 3.5902 | [7 empty] | 1.(c) | TARRAGONA POWER S.L. | TARRAGONA POWER S.L. | 8093 | N-340 KM 1156 PTA 10 BASF | S/N | Tarragona | 43110 | 162 | 0 | 0 | 435 | n
ES | 2012 | ES140 | 2012ES140 | 2012-140 | 140 | Ref. Repsol Tarragona Chimenea 1 | Tarragona (Cataluña) | Art 4(3) - existing plants | Refineries | 739 | No | 0 | 0 | 3439.9657 | 0 | 10081.1113 | 3808.311 | 1267.124 | 62.274 | [7 empty] | 1.(a) | REPSOL PETROLEO, S.A. | REPSOL YPF REFINO ESPAÑA. COMPLEJO INDUSTRIAL DE TARRAGONA | 6897 | APARTAT DE CORREUS 472 | S/N | Pobla de Mafumet, La | 43080 | 5060 | 9710 | 0 | 2610 | n
ES | 2012 | ES141 | 2012ES141 | 2012-141 | 141 | Ref. Repsol Tarragona Chimenea 2 | Tarragona (Cataluña) | Art 4(3) - existing plants | Refineries | 592 | No | 0 | 0 | 3255.2245 | 0 | 11271.1259 | 2570.95 | 1000.939 | 56.369 | [7 empty] | 1.(a) | REPSOL PETROLEO, S.A. | REPSOL YPF REFINO ESPAÑA. COMPLEJO INDUSTRIAL DE TARRAGONA | 6897 | APARTAT DE CORREUS 472 | S/N | Pobla de Mafumet, La | 43080 | 5060 | 9710 | 0 | 2610 | n
ES | 2012 | ES142 | 2012ES142 | 2012-142 | 142 | Ref. Repsol Tarragona Horno F 1001/2 | Tarragona (Cataluña) | Art 4(1) - old-new plants | Refineries | 96 | No | 0 | 0 | 0 | 0 | 2925.0139 | 19.877 | 214.085 | 2.168 | [7 empty] | 1.(a) | REPSOL PETROLEO, S.A. | REPSOL YPF REFINO ESPAÑA. COMPLEJO INDUSTRIAL DE TARRAGONA | 6897 | APARTAT DE CORREUS 472 | S/N | Pobla de Mafumet, La | 43080 | 5060 | 9710 | 0 | 2610 | n
ES | 2012 | ES143 | 2012ES143 | 2012-143 | 143 | Ref. Repsol Tarragona Horno F-1003/4 | Tarragona (Cataluña) | Art 4(1) - old-new plants | Refineries | 96 | No | 0 | 0 | 0 | 0 | 2712.3508 | 18.511 | 153.432 | 2.242 | [7 empty] | 1.(a) | REPSOL PETROLEO, S.A. | REPSOL YPF REFINO ESPAÑA. COMPLEJO INDUSTRIAL DE TARRAGONA | 6897 | APARTAT DE CORREUS 472 | S/N | Pobla de Mafumet, La | 43080 | 5060 | 9710 | 0 | 2610 | n
ES | 2012 | ES144 | 2012ES144 | 2012-144 | 144 | Ref. Repsol Tarragona Horno F-1016 | Tarragona (Cataluña) | Art 4(1) - old-new plants | Refineries | 53 | No | 0 | 0 | 0 | 0 | 1895.3814 | 14.04 | 64.471 | 0.698 | [7 empty] | 1.(a) | REPSOL PETROLEO, S.A. | REPSOL YPF REFINO ESPAÑA. COMPLEJO INDUSTRIAL DE TARRAGONA | 6897 | APARTAT DE CORREUS 472 | S/N | Pobla de Mafumet, La | 43080 | 5060 | 9710 | 0 | 2610 | n
ES | 2012 | ES145 | 2012ES145 | 2012-145 | 145 | Ref. Repsol Tarragona Horno F-1017 | Tarragona (Cataluña) | Art 4(1) - old-new plants | Refineries | 53 | No | 0 | 0 | 0 | 0 | 1668.7184 | 11.923 | 75.105 | 1.235 | [7 empty] | 1.(a) | REPSOL PETROLEO, S.A. | REPSOL YPF REFINO ESPAÑA. COMPLEJO INDUSTRIAL DE TARRAGONA | 6897 | APARTAT DE CORREUS 472 | S/N | Pobla de Mafumet, La | 43080 | 5060 | 9710 | 0 | 2610 | n
ES | 2012 | ES146 | 2012ES146 | 2012-146 | 146 | Ref. Repsol Tarragona Conducto Hidrocracker | Tarragona (Cataluña) | Art 4(2) - new-new plants | Refineries | 55 | No | 0 | 0 | 244.0438 | 0 | 1132.4082 | 160.934 | 61.264 | 4.133 | [7 empty] | 1.(a) | REPSOL PETROLEO, S.A. | REPSOL YPF REFINO ESPAÑA. COMPLEJO INDUSTRIAL DE TARRAGONA | 6897 | APARTAT DE CORREUS 472 | S/N | Pobla de Mafumet, La | 43080 | 5060 | 9710 | 0 | 2610 | n
ES | 2012 | ES169 | 2012ES169 | 2012-169 | 169 | TARRAGONA POWER-Caldera 1 | Tarragona (Cataluña) | Art 4(1) - old-new plants | Other (non refineries) | 131 | No | 0 | 26.4061 | 0 | 1934.2946 | 367.4797 | 1.519 | 61.151 | 0.012 | [7 empty] | 1.(c) | TARRAGONA POWER S.L. | TARRAGONA POWER S.L. | 8093 | N-340 KM 1156 PTA 10 BASF | S/N | Tarragona | 43110 | 162 | 0 | 0 | 435 | n
ES | 2012 | ES170 | 2012ES170 | 2012-170 | 170 | TARRAGONA POWER-Caldera 2 | Tarragona (Cataluña) | Art 4(1) - old-new plants | Other (non refineries) | 131 | No | 0 | 5.4944 | 0 | 1358.9767 | 183.3749 | 1.826 | 54.418 | 0.164 | [7 empty] | 1.(c) | TARRAGONA POWER S.L. | TARRAGONA POWER S.L. | 8093 | N-340 KM 1156 PTA 10 BASF | S/N | Tarragona | 43110 | 162 | 0 | 0 | 435 | n
ES | 2012 | ES50 | 2012ES50 | 2012-50 | 50 | CT CANDELARIA Foco C (GV3 y 4) | Tenerife (Islas Canarias) | Art 4(3) - existing plants | ESI | 263.15 | No | 0 | 0 | 0 | 0 | 0 | 0 | 0 | 0 | Not worked in 2012 | [6 empty] | 1.(c) | UNIÓN ELECTRICA DE CANARIAS GENERACIÓN | CENTRAL TÉRMICA DE CANDELARIA | 7426 | AUTOPISTA DEL SUR | KM 15 | CANDELARIA | 38520 | 624 | 1380 | 0 | 442 | n
ES | 2012 | ES51 | 2012ES51 | 2012-51 | 51 | CT CANDELARIA Foco D (GV5 y 6) | Tenerife (Islas Canarias) | Art 4(3) - existing plants | ESI | 263 | No | 0 | 0 | 4853.9491 | 0 | 0 | 1333.48 | 523.36 | 19.55 | [7 empty] | 1.(c) | UNIÓN ELECTRICA DE CANARIAS GENERACIÓN | CENTRAL TÉRMICA DE CANDELARIA | 7426 | AUTOPISTA DEL SUR | KM 15 | CANDELARIA | 38520 | 624 | 1380 | 0 | 442 | n
ES | 2012 | ES56 | 2012ES56 | 2012-56 | 56 | CT GRANADILLA I | Tenerife (Islas Canarias) | Art 4(1) - old-new plants | ESI | 229 | No | 0 | 0 | 4540.0887 | 0 | 0 | 172.57 | 349.31 | 11.59 | [7 empty] | 1.(c) | UNIÓN ELECTRICA DE CANARIAS GENERACIÓN | CENTRAL TÉRMICA GRANADILLA | 7423 | POLÍGONO INDUSTRIAL DE GRANADILLA | S/N | GRANADILLA DE ABONA | 38594 | 4700 | 1460 | 0 | 1810 | n
ES | 2012 | ES57 | 2012ES57 | 2012-57 | 57 | CT GRANADILLA II | Tenerife (Islas Canarias) | Art 4(1) - old-new plants | ESI | 229 | No | 0 | 0 | 4833.0993 | 0 | 0 | 256.99 | 415.05 | 23.218 | [7 empty] | 1.(c) | UNIÓN ELECTRICA DE CANARIAS GENERACIÓN | CENTRAL TÉRMICA GRANADILLA | 7423 | POLÍGONO INDUSTRIAL DE GRANADILLA | S/N | GRANADILLA DE ABONA | 38594 | 4700 | 1460 | 0 | 1810 | n
ES | 2012 | ES125 | 2012ES125 | 2012-125 | 125 | CTCC GRANADILLA-END I | Tenerife (Islas Canarias) | Art 4(2) - new-new plants | ESI | 240 | Yes | 0 | 0 | 2124.9252 | 0 | 0 | 69.171 | 145.281 | 6.5369 | [7 empty] | 1.(c) | UNIÓN ELECTRICA DE CANARIAS GENERACIÓN | CENTRAL TÉRMICA GRANADILLA | 7423 | POLÍGONO INDUSTRIAL DE GRANADILLA | S/N | GRANADILLA DE ABONA | 38594 | 4700 | 1460 | 0 | 1810 | n
ES | 2012 | ES126 | 2012ES126 | 2012-126 | 126 | CTCC GRANADILLA-END II | Tenerife (Islas Canarias) | Art 4(2) - new-new plants | ESI | 240 | Yes | 0 | 0 | 2286.4144 | 0 | 0 | 60.357 | 150.164 | 6.5507 | [7 empty] | 1.(c) | UNIÓN ELECTRICA DE CANARIAS GENERACIÓN | CENTRAL TÉRMICA GRANADILLA | 7423 | POLÍGONO INDUSTRIAL DE GRANADILLA | S/N | GRANADILLA DE ABONA | 38594 | 4700 | 1460 | 0 | 1810 | n
ES | 2012 | ES158 | 2012ES158 | 2012-158 | 158 | Ref. Cepsa Tenerife | Tenerife (Islas Canarias) | Art 4(3) - existing plants | Refineries | 56 | No | 0 | 0 | 816.9585 | 0 | 584.7401 | 222.558 | 152.671 | 11.543
ES | 2012 | ES211 | 2012ES211 | 2012-211 | 211 | CT GUIA DE ISORA I-END | Tenerife (Islas Canarias) | Art 4(2) - new-new plants | ESI | 67.1 | No | 0 | 0 | 93.8462 | 0 | 0 | 1.2 | 7.7 | 0.3 | [7 empty] | 1.(c) | UNIÓN ELECTRICA DE CANARIAS GENERACIÓN | T.G. GUIA DE ISORA | 175416 | GUIA DE ISORA-ALCALÁ TF-463 (LOS PAJARES) | S/N | GUIA DE ISORA | 38800 | 0 | 0 | 0 | 0 | n
ES | 2012 | ES212 | 2012ES212 | 2012-212 | 212 | CTC GUIA DE ISORA II-END | Tenerife (Islas Canarias) | Art 4(2) - new-new plants | ESI | 67.1 | No | 0 | 0 | 97.1154 | 0 | 0 | 2.3 | 8.5 | 0.2 | [7 empty] | 1.(c) | UNIÓN ELECTRICA DE CANARIAS GENERACIÓN | T.G. GUIA DE ISORA | 175416 | GUIA DE ISORA-ALCALÁ TF-463 (LOS PAJARES) | S/N | GUIA DE ISORA | 38800 | 0 | 0 | 0 | 0 | n
ES | 2012 | ES215 | 2012ES215 | 2012-215 | 215 | CTCC GRANADILLA-END II-1 | Tenerife (Islas Canarias) | Art 4(2) - new-new plants | ESI | 246 | Yes | 0 | 0 | 4059.3654 | 0 | 0 | 150.198 | 381.207 | 4.887 | [7 empty] | 1.(c) | UNIÓN ELECTRICA DE CANARIAS GENERACIÓN | CENTRAL TÉRMICA GRANADILLA | 7423 | POLÍGONO INDUSTRIAL DE GRANADILLA | S/N | GRANADILLA DE ABONA | 38594 | 4700 | 1460 | 0 | 1810 | n
ES | 2012 | ES216 | 2012ES216 | 2012-216 | 216 | CTCC GRANADILLA-END II-2 | Tenerife (Islas Canarias) | Art 4(2) - new-new plants | ESI | 246 | Yes | 0 | 0 | 3906.2539 | 0 | 0 | 144.534 | 331.639 | 2.463 | [7 empty] | 1.(c) | UNIÓN ELECTRICA DE CANARIAS GENERACIÓN | CENTRAL TÉRMICA GRANADILLA | 7423 | POLÍGONO INDUSTRIAL DE GRANADILLA | S/N | GRANADILLA DE ABONA | 38594 | 4700 | 1460 | 0 | 1810 | n
ES | 2012 | ES8 | 2012ES8 | 2012-8 | 8 | CT NARCEA I | Tineo - Oviedo (Asturias) | Art 4(3) - existing plants | ESI | 193 | No | 0 | 0 | 0 | 0 | 0 | 0 | 0 | 0 | Not worked in 2012 | [6 empty] | 1.(c) | GAS NATURAL SDG, S.A. | CENTRAL TÉRMICA DEL NARCEA | 8958 | SOTO DE LA BARCA | --S/N | TINEO | 33876 | 6950 | 1150 | 0 | 1710 | n
ES | 2012 | ES9 | 2012ES9 | 2012-9 | 9 | CT NARCEA II | Tineo - Oviedo (Asturias) | Art 4(3) - existing plants | ESI | 459 | No | 0 | 695.4242 | 43.3447 | 0 | 0 | 202.4 | 163.3 | 16.9 | [7 empty] | 1.(c) | GAS NATURAL SDG, S.A. | CENTRAL TÉRMICA DEL NARCEA | 8958 | SOTO DE LA BARCA | --S/N | TINEO | 33876 | 6950 | 1150 | 0 | 1710 | n
ES | 2012 | ES10 | 2012ES10 | 2012-10 | 10 | CT NARCEA III | Tineo - Oviedo (Asturias) | Art 4(3) - existing plants | ESI | 993 | No | 0 | 16712.5358 | 118.623 | 0 | 0 | 949.1 | 6786.9 | 42.6 | [7 empty] | 1.(c) | GAS NATURAL SDG, S.A. | CENTRAL TÉRMICA DEL NARCEA | 8958 | SOTO DE LA BARCA | --S/N | TINEO | 33876 | 6950 | 1150 | 0 | 1710 | n
ES | 2012 | ES59 | 2012ES59 | 2012-59 | 59 | CT SNIACE Cogen. 1 | Torrelavega (Cantabria) | Art 4(2) - new-new plants | CHP | 126 | Yes | 0 | 0 | 0 | 2575.8725 | 0 | 4.754 | 971.694 | 5.5886 | [7 empty] | 1.(c) | SNIACE, S.A. | SNIACE COGENERACIÓN | 8935 | GANZO | S/N | TORRELAVEGA | 39300 | 2250 | 0 | 0 | 0 | n
ES | 2012 | ES60 | 2012ES60 | 2012-60 | 60 | CT SNIACE Cogen. 2 | Torrelavega (Cantabria) | Art 4(2) - new-new plants | CHP | 126 | Yes | 0 | 0 | 0 | 3354.4752 | 0 | 24.378 | 1287.424 | 3.0448 | [7 empty] | 1.(c) | SNIACE, S.A. | SNIACE COGENERACIÓN | 8935 | GANZO | S/N | TORRELAVEGA | 39300 | 2250 | 0 | 0 | 0 | n
ES | 2012 | ES132 | 2012ES132 | 2012-132 | 132 | COGECAN SLU | Torrelavega (Cantabria) | Art 4(3) - existing plants | CHP | 93 | No | 0 | 219.2538 | 4.8166 | 0 | 0 | 68.1 | 34.1 | 1.5 | [7 empty] | 1.(c) | SNIACE S.A. | COGECAN, S.L.U. | 8989 | GANZO | S/N | TORRELAVEGA | 39300 | 0 | 0 | 0 | 0 | n
ES | 2012 | ES171 | 2012ES171 | 2012-171 | 171 | TORRELAVEGA SOLVAY | Torrelavega (Cantabria) | Art 4(3) - existing plants | Other (non refineries) | 376 | No | 0 | 7018.567 | 0 | 154.187 | 0 | 1247.851 | 1251.955 | 102.509
ES | 2012 | ES37 | 2012ES37 | 2012-37 | 37 | CT ESCOMBRERAS IV | Valle de Escombreras - Cartagena (Murcia) | Art 4(3) - existing plants | ESI | 792 | No | 0 | 0 | 0 | 0 | 0 | 0 | 0 | 0 | Closed | [5 empty] | 2010 | 1.(c) | IBERDROLA GENERACION , S.A.U | CENTRAL TÉRMICA DE ESCOMBRERAS | 9011 | CENTRAL TÉRMICA DE ESCOMBRERAS | S/N | CARTAGENA | 30350 | 0 | 0 | 0 | 0 | n
ES | 2012 | ES38 | 2012ES38 | 2012-38 | 38 | CT ESCOMBRERAS V | Valle de Escombreras - Cartagena (Murcia) | Art 4(3) - existing plants | ESI | 792 | No | 0 | 0 | 0 | 0 | 0 | 0 | 0 | 0 | Closed | [5 empty] | 2010 | 1.(c) | IBERDROLA GENERACION , S.A.U | CENTRAL TÉRMICA DE ESCOMBRERAS | 9011 | CENTRAL TÉRMICA DE ESCOMBRERAS | S/N | CARTAGENA | 30350 | 0 | 0 | 0 | 0 | n
ES | 2012 | ES98 | 2012ES98 | 2012-98 | 98 | CTCC ESCOMBRERAS-IB 1 | Valle de Escombreras - Cartagena (Murcia) | Art 4(2) - new-new plants | ESI | 714 | Yes | 0 | 0 | 0 | 164.9114 | 0 | 0.243 | 2.701 | 0.05637 | [7 empty] | 1.(c) | GAS NATURAL SDG, S.A. | CENTRAL TERMICA DE CICLO COMBINADO DE CARTAGENA | 24725 | CARRETERA F-46. POLIGONO INDUSTRIAL VALLE DE ESCOMBRERAS | S/N | ESCOMBRERAS | 30350 | 263 | 0 | 0 | 0 | n
ES | 2012 | ES99 | 2012ES99 | 2012-99 | 99 | CTCC ESCOMBRERAS-IB 2 | Valle de Escombreras - Cartagena (Murcia) | Art 4(2) - new-new plants | ESI | 714 | Yes | 0 | 0 | 0 | 104.6885 | 0 | 0.536 | 1.675 | 0.08033 | [7 empty] | 1.(c) | GAS NATURAL SDG, S.A. | CENTRAL TERMICA DE CICLO COMBINADO DE CARTAGENA | 24725 | CARRETERA F-46. POLIGONO INDUSTRIAL VALLE DE ESCOMBRERAS | S/N | ESCOMBRERAS | 30350 | 263 | 0 | 0 | 0 | n
ES | 2012 | ES100 | 2012ES100 | 2012-100 | 100 | CTCC PLANA DEL VENT-ANALP 1 | Vandellós - Hospitalet de l'Infant - Tarragona (Cataluña) | Art 4(2) - new-new plants | ESI | 698 | Yes | 0 | 0 | 0 | 7951.9834 | 0 | 2.123 | 214.623 | 2.7369 | Renamed by ownership change in 2011. New Company: Analp Gestion and Alpiq Energia | [6 empty] | 1.(c) | CENTRAL TERMICA DE CICLO COMBINADO PLANA DEL VENT | CENTRAL DE CICLO COMBINADO PLANA DEL VENT | 25075 | N-340 KM. 1124 | S/NUM. | Vandellòs i l'Hospitalet de l'Infant | 43891 | 398 | 0 | 0 | 783 | n
ES | 2012 | ES101 | 2012ES101 | 2012-101 | 101 | CTCC PLANA DEL VENT-ANALP 2 | Vandellós - Hospitalet de l'Infant - Tarragona (Cataluña) | Art 4(2) - new-new plants | ESI | 693 | Yes | 0 | 0 | 0 | 7555.2081 | 0 | 1.97 | 203.874 | 2.9668 | Renamed by ownership change in 2011. New Company: Analp Gestion and Alpiq Energia | [6 empty] | 1.(c) | CENTRAL TERMICA DE CICLO COMBINADO PLANA DEL VENT | CENTRAL DE CICLO COMBINADO PLANA DEL VENT | 25075 | N-340 KM. 1124 | S/NUM. | Vandellòs i l'Hospitalet de l'Infant | 43891 | 398 | 0 | 0 | 783 | n
ES | 2012 | ES16 | 2012ES16 | 2012-16 | 16 | CT VELILLA I | Velilla del Rio Carrión - Palencia (Castilla y León) | Art 4(3) - existing plants | ESI | 430 | No | 0 | 1817.0989 | 18.1104 | 0 | 0 | 1205.4 | 532.3 | 32.7 | [7 empty] | 1.(c) | IBERDROLA GENERACION , S.A.U | CENTRAL TÉRMICA DE VELILLA | 9013 | BO TERMINOR SA | 53 | VELILLA DEL RIO CARRION | 34886 | 6090 | 3310 | 241 | 1700 | n
ES | 2012 | ES17 | 2012ES17 | 2012-17 | 17 | CT VELILLA II | Velilla del Rio Carrión - Palencia (Castilla y León) | Art 4(3) - existing plants | ESI | 1010 | No | 0 | 16055.8354 | 124.0662 | 0 | 0 | 2101.3 | 5560 | 326.8 | [7 empty] | 1.(c) | IBERDROLA GENERACION , S.A.U | CENTRAL TÉRMICA DE VELILLA | 9013 | BO TERMINOR SA | 53 | VELILLA DEL RIO CARRION | 34886 | 6090 | 3310 | 241 | 1700 | n
ES | 2012 | ES206 | 2012ES206 | 2012-206 | 206 | CT Biomasa Energía de la Loma | Villanueva del Arzobispo - Jaén (Andalucia) | Art 4(1) - old-new plants | ESI | 55 | No | 1451.2958 | 0 | 7.3886 | 0 | 0 | 137 | 338.5 | 59.4 | [7 empty] | 1.(c) | ENERGÍA DE LA LOMA, S.A. | ENERGÍA DE LA LOMA, S.A. | 10171 | NACIONAL 322. PK 194,5 | 194 | VILLANUEVA DEL ARZOBISPO | 23330 | 338 | 0 | 0 | 132 | n
ES | 2012 | ES205 | 2012ES205 | 2012-205 | 205 | CT Biomasa Energías de la Mancha | Villarta de San Juan - Ciudad Real (Castilla la Mancha) | Art 4(1) - old-new plants | ESI | 55 | No | 1527.58 | 0 | 10.443 | 0 | 0 | 0 | 253.63 | 8.95 | [7 empty] | 1.(c) | ENERGÍAS DE LA MANCHA S.A. | ENERGÍAS DE LA MANCHA S.A. (ENEMANSA) | 24980 | NACIONAL IV | KM 148.5 | VILLARTA DE SAN JUAN | 13120 | 349 | 0 | 0 | 142 | n
ES | 2012 | ES85 | 2012ES85 | 2012-85 | 85 | CTCC ACECA-IB 3 | Villaseca de la Sagra - Toledo (Castilla la Mancha) | Art 4(2) - new-new plants | ESI | 687 | Yes | 0 | 0 | 0 | 3501.1639 | 0 | 6.063 | 40.691 | 0.0795 | [7 empty] | 1.(c) | CENTRAL TÉRMICA DE ACECA C.B. | CENTRAL TÉRMICA DE ACECA C.B. | 7004 | CENTRAL TERMICA DE ACECA. VILLASECA DE LA SAGRA 45.292 (TOLEDO) | Nº 1 | VILLASECA DE LA SAGRA | 45292 | 0 | 0 | 0 | 0 | n
ES | 2012 | ES39 | 2012ES39 | 2012-39 | 39 | CT ACECA I | Villaseca de la Sagra - Toledo (Castilla la Mancha) | Art 4(3) - existing plants | ESI | 832 | No | 0 | 0 | 0 | 0 | 0 | 0 | 0 | 0 | Closed in December 2012 | [5 empty] | 2012 | 1.(c) | CENTRAL TÉRMICA DE ACECA C.B. | CENTRAL TÉRMICA DE ACECA C.B. | 7004 | CENTRAL TERMICA DE ACECA. VILLASECA DE LA SAGRA 45.292 (TOLEDO) | Nº 1 | VILLASECA DE LA SAGRA | 45292 | 0 | 0 | 0 | 0 | n
ES | 2012 | ES40 | 2012ES40 | 2012-40 | 40 | CT ACECA II | Villaseca de la Sagra - Toledo (Castilla la Mancha) | Art 4(3) - existing plants | ESI | 832 | No | 0 | 0 | 0 | 0 | 0 | 0 | 0 | 0 | Closed | [5 empty] | 2009 | 1.(c) | CENTRAL TÉRMICA DE ACECA C.B. | CENTRAL TÉRMICA DE ACECA C.B. | 7004 | CENTRAL TERMICA DE ACECA. VILLASECA DE LA SAGRA 45.292 (TOLEDO) | Nº 1 | VILLASECA DE LA SAGRA | 45292 | 0 | 0 | 0 | 0 | n
ES | 2012 | ES96 | 2012ES96 | 2012-96 | 96 | CTCC ACECA-GN 4 | Villaseca de la Sagra - Toledo (Castilla la Mancha) | Art 4(2) - new-new plants | ESI | 661.14 | Yes | 0 | 0 | 0 | 15368.7506 | 0 | 3.027 | 213.253 | 41.5943 | [7 empty] | 1.(c) | CENTRAL TÉRMICA DE ACECA C.B. | CENTRAL TÉRMICA DE ACECA C.B. | 7004 | CENTRAL TERMICA DE ACECA. VILLASECA DE LA SAGRA 45.292 (TOLEDO) | Nº 1 | VILLASECA DE LA SAGRA | 45292 | 0 | 0 | 0 | 0 | n
ES | 2012 | ES175 | 2012ES175 | 2012-175 | 175 | TORRAS CALDERA | Zaragoza (Aragón) | Art 4(3) - existing plants | Other (non refineries) | 53.7 | No | 0 | 0 | 0 | 235.9744 | 0 | 0 | 15 | 0
ES | 2012 | ES177 | 2012ES177 | 2012-177 | 177 | SAICA | Zaragoza (Aragón) | Art 4(3) - existing plants | Other (non refineries) | 57 | No | 0 | 0 | 0 | 28.8638 | 0 | 0 | 0.2 | 0
ES | 2012 | ES68 | 2012ES68 | 2012-68 | 68 | CTCC BAHIA DE BIZKAIA-BBE 1 | Zierbena - Bizkaia (Pais Vasco) | Art 4(2) - new-new plants | ESI | 700 | Yes | 0 | 0 | 0 | 12337.4803 | 0 | 6.016 | 192.176 | 0 | [7 empty] | 1.(c) | BAHÍA DE BIZKAIA ELECTRICIDAD, C.B. | BAHIA DE BIZKAIA ELECTRICIDAD | 10320 | ATRAQUE PUNTA LUCERO EXPLANADA PUNTA CEBALLOS | S/N | ABANTO | 48500 | 396 | 0 | 0 | 1250 | m
ES | 2012 | ES69 | 2012ES69 | 2012-69 | 69 | CTCC BAHIA DE BIZKAIA-BBE 2 | Zierbena - Bizkaia (Pais Vasco) | Art 4(2) - new-new plants | ESI | 700 | Yes | 0 | 0 | 0 | 12025.3872 | 0 | 9.1 | 206.441 | 0 | [7 empty] | 1.(c) | BAHÍA DE BIZKAIA ELECTRICIDAD, C.B. | BAHIA DE BIZKAIA ELECTRICIDAD | 10320 | ATRAQUE PUNTA LUCERO EXPLANADA PUNTA CEBALLOS | S/N | ABANTO | 48500 | 396 | 0 | 0 | 1250 | m
[39 empty] | 222 | total
[39 empty] | 0 | p
[39 empty] | 128 | n
[39 empty] | 38 | m
[39 empty] | 3 | l
Note on U2: Ioanna Kourti: Comments prefixed with "AMEC" are comments by AMEC.
Note on Z2: Ioanna Kourti: Notes in this column which state a pollutant indicate that the ELVs for that pollutants do not apply until the specified date.

## FI
[28 empty] | E-PRTR | [10 empty] | method (p=postal code, n=plants'/facilities' names and addresses, m=manually, l=same linkage as for 2008 data)
MS | Year | Master LCP ID | Unique ID | ID per MS | Plant Number | Plant name | Plant location | Status of the plant | Sector | MWth | Gas turbine | Biomass (TJ) | Other solid fuels (TJ) | Liquid fuels (TJ) | Natural gas (TJ) | Other gases (TJ) | SO2 (t) | NOx (t) | Dust (t) | Further explanations or comments by MS | NERP | TNP | IED Article 33 potential opt-outs | Small isolated systems | Accession Treaty | Currently closed? - Year of closure if known | ActivityCode | ParentCompanyName | FacilityName | FacilityID | StreetName | BuildingNumber | City | PostalCode | NOX(t) | SOX(t) | PM10(t) | CO2(kt)
FI | 2012 | FI65 | 2012FI65 | 2012-65 | 65 | Äänevoima Oy, Boiler | ÄÄNEKOSKI, 44101 ÄÄNEKOSKI | Art 4(2) - new-new plants | CHP | 173 | No | 1978.73 | 345.59 | 1.26 |  |  | 70.65 | 189.54 | 2.41 | [7 empty] | 1.(c) | Äänevoima Oy | Äänevoima Oy | 8303 | Kuhnamontie 2 F |  | ÄÄNEKOSKI | 44100 | 196 | 0 | 0 | 251 | p
FI | 2012 | FI121 | 2012FI121 | 2012-121 | 121 | Äänevoima Oy, Boiler 2 | ÄÄNEKOSKI, PL 200, 44101 ÄÄNEKOSKI | Art 4(3) - existing plants | CHP | 96 | No |  |  | 26.43 |  |  | 11.56 | 5.08 | 0.12 | [7 empty] | 1.(c) | Äänevoima Oy | Äänevoima Oy | 8303 | Kuhnamontie 2 F |  | ÄÄNEKOSKI | 44100 | 196 | 0 | 0 | 251 | p
FI | 2012 | FI37 | 2012FI37 | 2012-37 | 37 | Fortum Power and Heat Oy, Suomenoja power plant, Boiler 1 | ESPOO, Hylkeenpyytäjäntie 4 02270 ESPOO | Art 4(3) - existing plants | CHP | 265 | No |  | 5701 |  | 91.49 |  | 1208 | 905 | 27 | [7 empty] | 1.(c) | Fortum Power and Heat Oy, Suomenojan voimalaitos | Fortum Power and Heat Oy, Suomenojan voimalaitos | 6093 | HYLKEENPYYTÄJÄNTIE 4 |  | ESPOO | 02270 | 1440 | 1560 | 51.2 | 812 | p
FI | 2012 | FI71 | 2012FI71 | 2012-71 | 71 | Fortum Power and Heat Oy, Suomenoja power plant, Gas turbine 4 | ESPOO, Hylkeenpyytäjäntie 4 02270 ESPOO | Art 4(2) - new-new plants | CHP | 167 | Yes |  |  |  | 1381 |  |  | 153 | [8 empty] | 1.(c) | Fortum Power and Heat Oy, Suomenojan voimalaitos | Fortum Power and Heat Oy, Suomenojan voimalaitos | 6093 | HYLKEENPYYTÄJÄNTIE 4 |  | ESPOO | 02270 | 1440 | 1560 | 51.2 | 812 | p
FI | 2012 | FI128 | 2012FI128 | 2012-128 | 128 | Fortum Power and Heat Oy, Suomenoja power plant, Boiler 3 | ESPOO, Hylkeenpyytäjäntie 4, 02270 ESPOO | Art 4(3) - existing plants |  | 89 | No |  | 1579 | 10.75 |  |  | 351 | 319 | 32 | [7 empty] | 1.(c) | Fortum Power and Heat Oy, Suomenojan voimalaitos | Fortum Power and Heat Oy, Suomenojan voimalaitos | 6093 | HYLKEENPYYTÄJÄNTIE 4 |  | ESPOO | 02270 | 1440 | 1560 | 51.2 | 812 | p
FI | 2012 | FI184 | 2012FI184 | 2012-184 | 184 | Fortum Power and Heat Oy, Kivenlahti, Boiler 2 | ESPOO, PL 100, 00048 FORTUM | Art 4(3) - existing plants |  | 52 | No |  |  | 15 |  |  | 6.5 | 3.4 | 0.13 | [7 empty] | 1.(c) | Fortum Power and Heat Oy, Suomenojan voimalaitos | Fortum Power and Heat Oy, Suomenojan voimalaitos | 6093 | HYLKEENPYYTÄJÄNTIE 4 |  | ESPOO | 02270 | 1440 | 1560 | 51.2 | 812 | p
FI | 2012 | FI183 | 2012FI183 | 2012-183 | 183 | Fortum Power and Heat Oy, Kivenlahti, Boiler 1 | ESPOO, PL 100, 00048 FORTUM | Art 4(3) - existing plants |  | 52 | No |  |  | 36 |  |  | 16 | 8 | 0.18 | [7 empty] | 1.(c) | Fortum Power and Heat Oy, Suomenojan voimalaitos | Fortum Power and Heat Oy, Suomenojan voimalaitos | 6093 | HYLKEENPYYTÄJÄNTIE 4 |  | ESPOO | 02270 | 1440 | 1560 | 51.2 | 812 | p
FI | 2012 | FI168 | 2012FI168 | 2012-168 | 168 | Fortum Power and Heat Oy, Kauttua power plant, Boiler | EURA, PL 105, Tehtaantie 95, 27501 KAUTTUA | Art 4(3) - existing plants | CHP | 65 | No | 7.54 | 1418.38 | 4.77 |  |  | 19.9 | 267 | 0.55 | [7 empty] | 1.(c) | Fortum Power and Heat Oy, Suomenojan voimalaitos | Fortum Power and Heat Oy, Suomenojan voimalaitos | 6093 | HYLKEENPYYTÄJÄNTIE 4 |  | ESPOO | 02270 | 1440 | 1560 | 51.2 | 812 | p
FI | 2012 | FI188 | 2012FI188 | 2012-188 | 188 | Fingrid Oyj, Forssan varavoimalaitos (470 MW), Gas turbine 1 (GT1) 470 MW | FORSSA | Art 4(2) - new-new plants |  | 470 | Yes |  |  | 135.38 |  |  | 2.86 | 81.99 | 0.06 | [7 empty] | 1.(c) | Fingrid Oyj, Forssan varavoimalaitos | Fingrid Oyj, Forssan varavoimalaitos | 189916 | Varavoimalantie 6 |  | FORSSA | 30420 | 146 | 0 | 0 | 0 | n
FI | 2012 | FI189 | 2012FI189 | 2012-189 | 189 | Fingrid Oyj, Forssan varavoimalaitos (470 MW), Gas turbine 2 (GT2) 470 MW | FORSSA | Art 4(2) - new-new plants |  | 470 | Yes |  |  | 108.12 |  |  | 2.28 | 63.87 | 0.05 | [7 empty] | 1.(c) | Fingrid Oyj, Forssan varavoimalaitos | Fingrid Oyj, Forssan varavoimalaitos | 189916 | Varavoimalantie 6 |  | FORSSA | 30420 | 146 | 0 | 0 | 0 | n
FI | 2012 | FI154 | 2012FI154 | 2012-154 | 154 | Vapo Oy, Kiimassuo power plant, K Boiler | FORSSA, Kiimassuontie 126, 30420 FORSSA | Art 4(2) - new-new plants | CHP | 70 | No | 669 | 365.3 | 0.7 |  |  | 55.9 | 79.7 | 3.56 | [7 empty] | 1.(c) | VAPO OY, FORSSAN VOIMALAITOS | VAPO OY, FORSSAN VOIMALAITOS | 16991 | Kiimassuontie 126 |  | FORSSA | 30420 | 0 | 0 | 0 | 110 | p
FI | 2012 | FI19 | 2012FI19 | 2012-19 | 19 | Kanteleen Voima Oy, Haapavesi power plant, Boiler 390 MW | HAAPAVESI, PL 47 86601 HAAPAVESI | Art 4(3) - existing plants |  | 390 | No | 390.11 | 1928 | 10.02 |  |  | 525 | 372 | 41 | [7 empty] | 1.(c) | KANTELEEN VOIMA OY, Haapaveden voimalaitos | KANTELEEN VOIMA OY, Haapaveden voimalaitos | 6121 | Turvetie 112 |  | HAAPAVESI | 86600 | 382 | 542 | 0 | 251 | p
FI | 2012 | FI59 | 2012FI59 | 2012-59 | 59 | Kyro Power Oy, P2 Gas turbine 3 60+40 MW | HÄMEENKYRÖ, Koskitie, 39200 KYRÖSKOSKI | Art 4(1) - old-new plants | CHP | 186 | Yes |  |  |  | 132.59 |  |  | 12.3
FI | 2012 | FI127 | 2012FI127 | 2012-127 | 127 | Metsä Board Oyj, Metsä Board Kyro Board P1 Boiler K6 | HÄMEENKYRÖ, Koskitie, 39200 KYRÖSKOSKI | Art 4(1) - old-new plants | CHP | 90 | No |  |  |  | 848.6 |  |  | 78.9 | [8 empty] | 6.(b) | Metsä Board Oyj, Metsä Board Kyro Board | Metsä Board Oyj, Metsä Board Kyro Board | 6295 | Timinsaarentie 12 |  | KYRÖSKOSKI | 39200 | 0 | 0 | 0 | 0 | p
FI | 2012 | FI68 | 2012FI68 | 2012-68 | 68 | Fingrid Oyj, Vanaja Gas turbine plant | HÄMEENLINNA | Art 4(2) - new-new plants |  | 170 | Yes |  |  | 2.88 |  |  | 0.07 | 0.54 | 0.02 | [7 empty] | 1.(c) | Elenia Lämpö Oy, Vanajan voimalaitos, Hämeenlinna | Elenia Lämpö Oy, Vanajan voimalaitos, Hämeenlinna | 6315 | Voimatie 32 |  | HÄMEENLINNA | 13110 | 295 | 0 | 0 | 214 | m
FI | 2012 | FI91 | 2012FI91 | 2012-91 | 91 | Vattenfall Kaukolämpö Oy, Vanaja Power plant, Hämeenlinna 6 Gas turbine | HÄMEENLINNA, Voimatie 32, 13110 HÄMEENLINNA | Art 4(1) - old-new plants | CHP | 130 | Yes |  |  |  | 88.61 |  |  | 13.43 | [8 empty] | 1.(c) | Elenia Lämpö Oy, Vanajan voimalaitos, Hämeenlinna | Elenia Lämpö Oy, Vanajan voimalaitos, Hämeenlinna | 6315 | Voimatie 32 |  | HÄMEENLINNA | 13110 | 295 | 0 | 0 | 214 | p
FI | 2012 | FI153 | 2012FI153 | 2012-153 | 153 | Vattenfall Lämpö Oy, Vanaja Power Plant, P11 boiler K5 | HÄMEENLINNA, Voimatie 32, 13110 HÄMEENLINNA | Art 4(2) - new-new plants | CHP | 70 | No | 1265.9 | 188.5 |  | 7.88 |  | 10.67 | 174.84 | 1.14 | [7 empty] | 1.(c) | Elenia Lämpö Oy, Vanajan voimalaitos, Hämeenlinna | Elenia Lämpö Oy, Vanajan voimalaitos, Hämeenlinna | 6315 | Voimatie 32 |  | HÄMEENLINNA | 13110 | 295 | 0 | 0 | 214 | p
FI | 2012 | FI177 | 2012FI177 | 2012-177 | 177 | Vattenfall Kaukolämpö Oy, Vanaja power plant, Hämeenlinna Boiler (K4) | HÄMEENLINNA, Voimatie 32, 13110 HÄMEENLINNA | Art 4(3) - existing plants | CHP | 59 | No | 228.2 | 340.7 |  | 6.56 |  | 62.2 | 106.88 | 1.29 | [7 empty] | 1.(c) | Elenia Lämpö Oy, Vanajan voimalaitos, Hämeenlinna | Elenia Lämpö Oy, Vanajan voimalaitos, Hämeenlinna | 6315 | Voimatie 32 |  | HÄMEENLINNA | 13110 | 295 | 0 | 0 | 214 | p
FI | 2012 | FI160 | 2012FI160 | 2012-160 | 160 | Ovako Wire Oy Ab, Boiler 1 (Power plant) | HANKO, Koverharintie 303, 10820 LAPPOHJA | Art 4(3) - existing plants | CHP | 66 | No |  |  | 69.8 |  | 501 | 28.2 | 20.3 | 2.7 | [7 empty] | 2.(b) | FNsteel Oy Ab, Koverharin terästehdas | FNsteel Oy Ab, Koverharin terästehdas | 6144 | Koverharintie 303 |  | LAPPOHJA | 10820 | 0 | 0 | 0 | 292 | p
FI | 2012 | FI98 | 2012FI98 | 2012-98 | 98 | Stora Enso Oyj, Heinola Mill, Boiler 1 (PR2) | HEINOLA, PL 5, 18101 HEINOLA | Art 4(3) - existing plants | CHP | 120 | No | 861.2 | 1598.9 | 78.4 |  | 0.05 | 16.8 | 320.7 | 3.3 | [7 empty] | 6.(a) | Stora Enso Oyj, Heinolan Flutingtehdas | Stora Enso Oyj, Heinolan Flutingtehdas | 6166 | Rautsalo |  | HEINOLA | 18100 | 412 | 371 | 0 | 362 | p
FI | 2012 | FI139 | 2012FI139 | 2012-139 | 139 | Stora Enso Oyj, Heinola mill, Boiler 2(PR1) | HEINOLA, PL 5, 18101 HEINOLA | Art 4(3) - existing plants |  | 75 | No |  |  | 58.3 |  |  | 14.3 | 8.3 | 1.8 | [7 empty] | 6.(a) | Stora Enso Oyj, Heinolan Flutingtehdas | Stora Enso Oyj, Heinolan Flutingtehdas | 6166 | Rautsalo |  | HEINOLA | 18100 | 412 | 371 | 0 | 362 | p
FI | 2012 | FI12 | 2012FI12 | 2012-12 | 12 | Helsingin Energia, Salmisaari power plant, Boiler 1 | HELSINKI, 00090 HELEN | Art 4(3) - existing plants | CHP | 510 | No |  | 5013 | 41 |  |  | 527.1 | 674.4 | 14.4 | [7 empty] | 1.(c) | Helsingin Energia, Salmisaaren voimalaitokset | Helsingin Energia, Salmisaaren voimalaitokset | 6178 | Porkkalankatu 9-11 |  | HELEN | 00090 | 821 | 690 | 0 | 577 | p
FI | 2012 | FI13 | 2012FI13 | 2012-13 | 13 | Helsingin Energia, Vuosaari power plant, Gas turbine Kt4 | HELSINKI, 00090 HELEN | Art 4(2) - new-new plants | CHP | 487 | Yes |  |  | 0.6 | 11501 |  |  | 428 | [8 empty] | 1.(c) | Helsingin Energia, Vuosaaren voimalaitokset | Helsingin Energia, Vuosaaren voimalaitokset | 6123 | KÄÄRMENIEMENTIE 8 |  | HELEN | 00090 | 1270 | 0 | 0 | 1540 | p
FI | 2012 | FI14 | 2012FI14 | 2012-14 | 14 | Helsingin Energia, Vuosaari power plant, Gas turbine Kt5 | HELSINKI, 00090 HELEN | Art 4(2) - new-new plants | CHP | 487 | Yes |  |  |  | 12050 |  |  | 495 | [8 empty] | 1.(c) | Helsingin Energia, Vuosaaren voimalaitokset | Helsingin Energia, Vuosaaren voimalaitokset | 6123 | KÄÄRMENIEMENTIE 8 |  | HELEN | 00090 | 1270 | 0 | 0 | 1540 | p
FI | 2012 | FI20 | 2012FI20 | 2012-20 | 20 | Helsingin Energia, Hanasaari B-power plant, Boiler 3 | HELSINKI, 00090 HELEN | Art 4(3) - existing plants | CHP | 363 | No |  | 6678.8 | 40.6 |  |  | 763.4 | 1135.3 | 53.7
FI | 2012 | FI21 | 2012FI21 | 2012-21 | 21 | Helsingin Energia, Hanasaari B-power plant, Boiler 4 | HELSINKI, 00090 HELEN | Art 4(3) - existing plants | CHP | 363 | No |  | 5938.5 | 51.2 |  |  | 622.2 | 1042.5 | 25.7
FI | 2012 | FI46 | 2012FI46 | 2012-46 | 46 | Helsingin Energia, Kellosaari, Gas turbine 1 | HELSINKI, 00090 HELEN | Art 4(2) - new-new plants |  | 215 | Yes |  |  | 9.4 |  |  | 0.4 | 4.1 | 0.23
FI | 2012 | FI47 | 2012FI47 | 2012-47 | 47 | Helsingin Energia, Kellosaari, Gas turbine2 | HELSINKI, 00090 HELEN | Art 4(2) - new-new plants |  | 215 | Yes |  |  | 4.76 |  |  | 0.2 | 1.8 | 0.02
FI | 2012 | FI58 | 2012FI58 | 2012-58 | 58 | Helsingin Energia, Salmisaari power plant, Boiler 7 | HELSINKI, 00090 HELEN | Art 4(3) - existing plants |  | 187 | No |  | 1171.8 | 12.9 |  |  | 155.4 | 140.6 | 6.7 | [7 empty] | 1.(c) | Helsingin Energia, Salmisaaren voimalaitokset | Helsingin Energia, Salmisaaren voimalaitokset | 6178 | Porkkalankatu 9-11 |  | HELEN | 00090 | 821 | 690 | 0 | 577 | p
FI | 2012 | FI61 | 2012FI61 | 2012-61 | 61 | Helsingin Energia, Vuosaari power plant, Gas turbine Kt1 | HELSINKI, 00090 HELEN | Art 4(2) - new-new plants | CHP | 178 | Yes |  |  | 4.6 | 1975 |  |  | 140 | [8 empty] | 1.(c) | Helsingin Energia, Vuosaaren voimalaitokset | Helsingin Energia, Vuosaaren voimalaitokset | 6123 | KÄÄRMENIEMENTIE 8 |  | HELEN | 00090 | 1270 | 0 | 0 | 1540 | p
FI | 2012 | FI62 | 2012FI62 | 2012-62 | 62 | Helsingin Energia, Vuosaari power plant, Gas turbine Kt2 | HELSINKI, 00090 HELEN | Art 4(2) - new-new plants | CHP | 178 | Yes |  |  |  | 2538 |  |  | 210 | [8 empty] | 1.(c) | Helsingin Energia, Vuosaaren voimalaitokset | Helsingin Energia, Vuosaaren voimalaitokset | 6123 | KÄÄRMENIEMENTIE 8 |  | HELEN | 00090 | 1270 | 0 | 0 | 1540 | p
FI | 2012 | FI85 | 2012FI85 | 2012-85 | 85 | Helsingin Energia, Myllypuro heating plant, Boiler 1 | HELSINKI, 00090 HELEN | Art 4(3) - existing plants |  | 133 | No |  |  | 33.3 | 78 |  | 10.6 | 6 | 0.2 | [7 empty] | 1.(c) | Helsingin Energia, Myllypuron huippulämpökeskus | Helsingin Energia, Myllypuron huippulämpökeskus | 189915 | Kontulantie 1 |  | HELEN | 00090 | 0 | 0 | 0 | 0 | p
FI | 2012 | FI86 | 2012FI86 | 2012-86 | 86 | Helsingin Energia, Myllypuro heating plant, Boiler 2 | HELSINKI, 00090 HELEN | Art 4(3) - existing plants |  | 133 | No |  |  | 35.4 | 74 |  | 12.2 | 6.1 | 0.3
FI | 2012 | FI88 | 2012FI88 | 2012-88 | 88 | Helsingin Energia, Lassila heating plant, Boiler 1 | HELSINKI, 00090 HELEN | Art 4(3) - existing plants |  | 132 | No |  |  | 58.17 |  |  | 19.7 | 7.1 | 0.9
FI | 2012 | FI89 | 2012FI89 | 2012-89 | 89 | Helsingin Energia, Lassila heating plant, Boiler 2 | HELSINKI, 00090 HELEN | Art 4(3) - existing plants |  | 132 | No |  |  | 107.2 |  |  | 38.5 | 12.8 | 2.3
FI | 2012 | FI140 | 2012FI140 | 2012-140 | 140 | Helsingin Energia, Ruskeasuo heating plant, Boiler 1 | HELSINKI, 00090 HELEN | Art 4(3) - existing plants |  | 75 | No |  |  | 26 |  |  | 11 | 3.1 | 0.5
FI | 2012 | FI141 | 2012FI141 | 2012-141 | 141 | Helsingin Energia, Ruskeasuo heating plant, Boiler 2 | HELSINKI, 00090 HELEN | Art 4(3) - existing plants |  | 75 | No |  |  | 51 |  |  | 21.7 | 6.2 | 1.2
FI | 2012 | FI142 | 2012FI142 | 2012-142 | 142 | Helsingin Energia, Ruskeasuo heating plant, Boiler 3 | HELSINKI, 00090 HELEN | Art 4(3) - existing plants |  | 75 | No |  |  | 44.1 |  |  | 18 | 5.2 | 0.3
FI | 2012 | FI143 | 2012FI143 | 2012-143 | 143 | Helsingin Energia, Ruskeasuo heating plant, Boiler 4 | HELSINKI, 00090 HELEN | Art 4(3) - existing plants |  | 75 | No |  |  | 40 |  |  | 11.8 | 4.7 | 0.7
FI | 2012 | FI8 | 2012FI8 | 2012-8 | 8 | Fortum Power and Heat Oy Kaasuturbiini So2 | Hylkeenpyytäjäntie 4, 02270 ESPOO | Art 4(2) - new-new plants | CHP | 600 | Yes |  |  |  | 1152 |  |  | 60 | [8 empty] | 1.(c) | Fortum Power and Heat Oy, Suomenojan voimalaitos | Fortum Power and Heat Oy, Suomenojan voimalaitos | 6093 | HYLKEENPYYTÄJÄNTIE 4 |  | ESPOO | 02270 | 1440 | 1560 | 51.2 | 812 | p
FI | 2012 | FI36 | 2012FI36 | 2012-36 | 36 | Stora Enso Oyj, Imatra Mill, Bark Boiler 2 | IMATRA, 55800 IMATRA | Art 4(2) - new-new plants | CHP | 267 | No | 4209 |  |  | 266 |  | 71.8 | 403 | 1 | [7 empty] | 6.(a) | Stora Enso Oyj, Imatran tehtaat | Stora Enso Oyj, Imatran tehtaat | 6363 | Kanavaranta 1 |  | IMATRA | 55800 | 1930 | 155 | 112 | 2610 | p
FI | 2012 | FI78 | 2012FI78 | 2012-78 | 78 | Stora Enso Oyj, Imatra Mill, Boilers 9-11 (3*50 MW) | IMATRA, 55800 IMATRA | Art 4(3) - existing plants | CHP | 150 | No |  |  |  | 299 |  |  | 15 | [8 empty] | 6.(a) | Stora Enso Oyj, Imatran tehtaat | Stora Enso Oyj, Imatran tehtaat | 6363 | Kanavaranta 1 |  | IMATRA | 55800 | 1930 | 155 | 112 | 2610 | p
FI | 2012 | FI106 | 2012FI106 | 2012-106 | 106 | Stora Enso Oyj, Imatra Mill, Boiler 12 | IMATRA, 55800 IMATRA | Art 4(2) - new-new plants | CHP | 110 | No |  |  | 20 | 677 |  |  | 24 | [8 empty] | 6.(a) | Stora Enso Oyj, Imatran tehtaat | Stora Enso Oyj, Imatran tehtaat | 6363 | Kanavaranta 1 |  | IMATRA | 55800 | 1930 | 155 | 112 | 2610 | p
FI | 2012 | FI2 | 2012FI2 | 2012-2 | 2 | Fortum Power and Heat Oy, Inkoo power plant, Boiler 1 | INKOO, VOIMALANTIE 50 10210 INKOO | Art 4(3) - existing plants |  | 650 | No |  | 787.4 | 19.58 |  |  | 66 | 123 | 5.9 | [7 empty] | 1.(c) | FORTUM POWER AND HEAT OY, INKOON VOIMALAITOS | FORTUM POWER AND HEAT OY, INKOON VOIMALAITOS | 6347 | VOIMALANTIE 50 |  | INKOO | 10210 | 360 | 283 | 0 | 204 | p
FI | 2012 | FI3 | 2012FI3 | 2012-3 | 3 | Fortum Power and Heat Oy, Inkoo Power plant, Boiler 2 | INKOO, VOIMALANTIE 50 10210 INKOO | Art 4(3) - existing plants |  | 650 | No |  | 1224 | 31.67 |  |  | 151 | 199 | 15 | [7 empty] | 1.(c) | FORTUM POWER AND HEAT OY, INKOON VOIMALAITOS | FORTUM POWER AND HEAT OY, INKOON VOIMALAITOS | 6347 | VOIMALANTIE 50 |  | INKOO | 10210 | 360 | 283 | 0 | 204 | p
FI | 2012 | FI4 | 2012FI4 | 2012-4 | 4 | Fortum Power and Heat Oy, Inkoo Power plant, Boiler 3 | INKOO, VOIMALANTIE 50 10210 INKOO | Art 4(3) - existing plants |  | 650 | No |  | 54.8 | 5.06 |  |  | 13.4 | 9.1 | 0.59 | [7 empty] | 1.(c) | FORTUM POWER AND HEAT OY, INKOON VOIMALAITOS | FORTUM POWER AND HEAT OY, INKOON VOIMALAITOS | 6347 | VOIMALANTIE 50 |  | INKOO | 10210 | 360 | 283 | 0 | 204 | p
FI | 2012 | FI5 | 2012FI5 | 2012-5 | 5 | Fortum Power and Heat Oy, Inkoo Power plant, Boiler 4 | INKOO, VOIMALANTIE 50 10210 INKOO | Art 4(3) - existing plants |  | 650 | No | [15 empty] | 1.(c) | FORTUM POWER AND HEAT OY, INKOON VOIMALAITOS | FORTUM POWER AND HEAT OY, INKOON VOIMALAITOS | 6347 | VOIMALANTIE 50 |  | INKOO | 10210 | 360 | 283 | 0 | 204 | p
FI | 2012 | FI48 | 2012FI48 | 2012-48 | 48 | UPM-Kymmene Oyj, Jämsänkoski Mill, K5 Boiler | JÄMSÄ, PL 35 42301 JÄMSÄNKOSKI | Art 4(2) - new-new plants | CHP | 206 | No | 2539.6 | 624.17 | 3.27 |  |  | 241.9 | 389.4 | 0.7 | [7 empty] | 6.(b) | UPM-KYMMENE OYJ JÄMSÄNKOSKEN TEHDAS | UPM-KYMMENE OYJ JÄMSÄNKOSKEN TEHDAS | 6445 | Tiilikantie 17 |  | JÄMSÄNKOSKI | 42300 | 395 | 258 | 0 | 351 | p
FI | 2012 | FI151 | 2012FI151 | 2012-151 | 151 | UPM-Kymmene Oyj, Jämsänkoski Mill, Boiler 1 | JÄMSÄ, PL 35, 42301 JÄMSÄNKOSKI | Art 4(3) - existing plants | CHP | 71 | No |  |  | 17.94 |  |  | 8.01 | 3.41 | 0.18 | [7 empty] | 6.(b) | UPM-KYMMENE OYJ JÄMSÄNKOSKEN TEHDAS | UPM-KYMMENE OYJ JÄMSÄNKOSKEN TEHDAS | 6445 | Tiilikantie 17 |  | JÄMSÄNKOSKI | 42300 | 395 | 258 | 0 | 351 | p
FI | 2012 | FI171 | 2012FI171 | 2012-171 | 171 | UPM-Kymmene Oyj, Jämsänkoski Mill, Boiler 3 | JÄMSÄ, PL 35, 42301 JÄMSÄNKOSKI | Art 4(3) - existing plants | CHP | 62 | No |  |  | 16.28 |  |  | 7.27 | 1.95 | 0.13 | [7 empty] | 6.(b) | UPM-KYMMENE OYJ JÄMSÄNKOSKEN TEHDAS | UPM-KYMMENE OYJ JÄMSÄNKOSKEN TEHDAS | 6445 | Tiilikantie 17 |  | JÄMSÄNKOSKI | 42300 | 395 | 258 | 0 | 351 | p
FI | 2012 | FI172 | 2012FI172 | 2012-172 | 172 | UPM-Kymmene Oyj, Jämsänkoski Mill, Boiler 2 | JÄMSÄ, PL 35, 42301 JÄMSÄNKOSKI | Art 4(3) - existing plants | CHP | 60 | No | [15 empty] | 6.(b) | UPM-KYMMENE OYJ JÄMSÄNKOSKEN TEHDAS | UPM-KYMMENE OYJ JÄMSÄNKOSKEN TEHDAS | 6445 | Tiilikantie 17 |  | JÄMSÄNKOSKI | 42300 | 395 | 258 | 0 | 351 | p
FI | 2012 | FI104 | 2012FI104 | 2012-104 | 104 | UPM-Kymmene Oyj, Jokilaakso Mill, Kaipola Boiler 5 | JÄMSÄ, Tehtaankatu 1, 42220 KAIPOLA | Art 4(1) - old-new plants | CHP | 115 | No | 2250.72 | 444.75 | 66.4 |  |  | 75 | 273.4 | 1.4 | [7 empty] | 6.(b) | UPM-KYMMENE OYJ JÄMSÄNKOSKEN TEHDAS | UPM-KYMMENE OYJ JÄMSÄNKOSKEN TEHDAS | 6445 | Tiilikantie 17 |  | JÄMSÄNKOSKI | 42300 | 395 | 258 | 0 | 351 | p
FI | 2012 | FI122 | 2012FI122 | 2012-122 | 122 | UPM-Kymmene Oyj, Jokilaakso Mill, Kaipola Boiler 6 | JÄMSÄ, Tehtaankatu 1, 42220 KAIPOLA | Art 4(1) - old-new plants | CHP | 95 | No |  |  | 57.9 |  |  | 29.8 | 8.3 | 0.5 | [7 empty] | 6.(b) | UPM-KYMMENE OYJ JÄMSÄNKOSKEN TEHDAS | UPM-KYMMENE OYJ JÄMSÄNKOSKEN TEHDAS | 6445 | Tiilikantie 17 |  | JÄMSÄNKOSKI | 42300 | 395 | 258 | 0 | 351 | p
FI | 2012 | FI117 | 2012FI117 | 2012-117 | 117 | Fortum Power and Heat Oy, Uimaharju, Boiler 2 | JOENSUU, PL 2, 81280 UIMAHARJU | Art 4(3) - existing plants | CHP | 104 | No | 1065.17 |  | 22.19 |  |  | 8.7 | 111.72 | 46.89
FI | 2012 | FI51 | 2012FI51 | 2012-51 | 51 | Fortum Power and Heat Oy/Fortum Service Oy, Joensuu power plant, Boiler 1 | JOENSUU, PL 369, 80101 JOENSUU | Art 4(3) - existing plants | CHP | 204 | No | 2359.34 | 1215.17 | 12.91 |  | 16.29 | 547.68 | 402.24 | 27.06
FI | 2012 | FI115 | 2012FI115 | 2012-115 | 115 | Fingrid Oyj, Huutokoski reserve Gas Turbine | Joroinen | Art 4(3) - existing plants |  | 630 | Yes |  |  | 17.62 |  |  | 0.4 | 3.3 | 0.12
FI | 2012 | FI133 | 2012FI133 | 2012-133 | 133 | Jyväskylän Energiantuotanto Oy, Savela power plant, Boiler 3, C | JYVÄSKYLÄ, PL 382, 40101 JYVÄSKYLÄ | Art 4(3) - existing plants | CHP | 82.3 | No | [8 empty] | Not in use in 2012. | [6 empty] | 1.(c) | JYVÄSKYLÄN ENERGIANTUOTANTO OY, SAVELAN VOIMALAITOS, Savelan voimalaitos | JYVÄSKYLÄN ENERGIANTUOTANTO OY, SAVELAN VOIMALAITOS, Savelan voimalaitos | 6427 | Onkapannu 5 |  | JYVÄSKYLÄ | 40101 | 0 | 0 | 0 | 0 | p
FI | 2012 | FI30 | 2012FI30 | 2012-30 | 30 | Jyväskylän Energiantuotanto Oy, Rauhalahti power plant, Boiler 1 | JYVÄSKYLÄ, PL 382 40101 JYVÄSKYLÄ | Art 4(3) - existing plants | CHP | 295 | No | 1855.43 | 2166.84 | 13.6 |  |  | 586.3 | 553.4 | 75.6 | [7 empty] | 1.(c) | JYVÄSKYLÄN ENERGIANTUOTANTO OY, SAVELAN VOIMALAITOS, Savelan voimalaitos | JYVÄSKYLÄN ENERGIANTUOTANTO OY, SAVELAN VOIMALAITOS, Savelan voimalaitos | 6427 | Onkapannu 5 |  | JYVÄSKYLÄ | 40101 | 0 | 0 | 0 | 0 | p
FI | 2012 | FI159 | 2012FI159 | 2012-159 | 159 | Jyväskylän Energiantuotanto Oy, Boiler 2 | JYVÄSKYLÄ, PL 382, 40101 JYVÄSKYLÄ | Art 4(3) - existing plants | CHP | 66.5 | No |  |  | 8.24 |  |  | 3.9 | 0.9 | 0.1 | [7 empty] | 1.(c) | JYVÄSKYLÄN ENERGIANTUOTANTO OY, SAVELAN VOIMALAITOS, Savelan voimalaitos | JYVÄSKYLÄN ENERGIANTUOTANTO OY, SAVELAN VOIMALAITOS, Savelan voimalaitos | 6427 | Onkapannu 5 |  | JYVÄSKYLÄ | 40101 | 0 | 0 | 0 | 0 | p
FI | 2012 | FI38 | 2012FI38 | 2012-38 | 38 | Kainuun Voima Oy, Kajaani power plant, Boiler 1 | KAJAANI, PL 302 87101 KAJAANI | Art 4(1) - old-new plants | CHP | 260 | No | 2090.3 | 1684 | 14.5 |  |  | 60.68 | 83.83 | 37.24 | [7 empty] | 1.(c) | KAINUUN VOIMA OY, Kajaanin Höyryvoimalaitos | KAINUUN VOIMA OY, Kajaanin Höyryvoimalaitos | 6533 | Tehdaskatu 15 |  | KAJAANI | 87100 | 102 | 0 | 0 | 409 | p
FI | 2012 | FI87 | 2012FI87 | 2012-87 | 87 | Kainuun Voima Oy, Kajaani power plant, Boiler 2 | KAJAANI, PL 302, 87101 KAJAANI | Art 4(1) - old-new plants | CHP | 133 | No |  |  | 66 |  |  | 33.3 | 18.58 | 1.01 | [7 empty] | 1.(c) | KAINUUN VOIMA OY, Kajaanin Höyryvoimalaitos | KAINUUN VOIMA OY, Kajaanin Höyryvoimalaitos | 6533 | Tehdaskatu 15 |  | KAJAANI | 87100 | 102 | 0 | 0 | 409 | p
FI | 2012 | FI167 | 2012FI167 | 2012-167 | 167 | Metsä Board Oyj, Kaskinen BCTMP mill, bark boiler | KASKINEN, 64260 KASKINEN | Art 4(2) - new-new plants | CHP | 65.2 | No | 777 |  | 6.84 |  |  | 39.94 | 139.39 | 1.76 | [7 empty] | 6.(a) | Metsä Board Oyj, Kaskinen BCTMP, (ent. M-real Oyj) | Metsä Board Oyj, Kaskinen BCTMP, (ent. M-real Oyj) | 125250 | Hermansintie |  | KASKINEN | 64260 | 182 | 0 | 0 | 0 | p
FI | 2012 | FI76 | 2012FI76 | 2012-76 | 76 | Metsä Fibre, Kemi Mill, Boiler 9 | KEMI, Pajusaari, 94200 KEMI | Art 4(3) - existing plants | CHP | 156 | No | [15 empty] | 6.(a) | Metsä Fibre Oy, Kemin tehdas | Metsä Fibre Oy, Kemin tehdas | 6592 | Päätie 250, Pajusaari |  | KEMI | 94200 | 1040 | 0 | 0 | 1450 | p
FI | 2012 | FI99 | 2012FI99 | 2012-99 | 99 | Oy Metsä-Botnia Ab Kemi Mill, Boiler 10 | KEMI, Pajusaari, 94200 KEMI | Art 4(3) - existing plants | CHP | 120 | No | 1682.44 |  | 7.23 |  |  | 0.72 | 87.5 | 2.09
FI | 2012 | FI33 | 2012FI33 | 2012-33 | 33 | Stora Enso Oyj, Kemi Mill, Boiler 7 | KEMI, Veitsiluodon tehtaat 94800 KEMI | Art 4(1) - old-new plants | CHP | 276 | No | 3625.42 | 3017 | 36.44 |  |  | 634.88 | 711.36 | 5.01
FI | 2012 | FI57 | 2012FI57 | 2012-57 | 57 | Stora Enso Oyj, Kemi Mill, Boiler 6 | KEMI, Veitsiluodon tehtaat 94800 KEMI | Art 4(3) - existing plants | CHP | 193 | No |  |  | 142.15 |  |  | 68.84 | 34.12 | 2.63
FI | 2012 | FI136 | 2012FI136 | 2012-136 | 136 | Kokkolan Voima Oy, Ykspihlaja, Kokkola power plant | KOKKOLA, Kemirantie 8, 67900 KOKKOLA | Art 4(2) - new-new plants | CHP | 80 | No | 955.93 | 339.63 | 2.97 |  |  | 37.66 | 123.68 | 6.38 | [7 empty] | 1.(c) | Kokkolan Voima Oy, Ykspihlajan voimalaitos | Kokkolan Voima Oy, Ykspihlajan voimalaitos | 8059 | Kemirantie 8 |  | KOKKOLA | 67900 | 136 | 0 | 0 | 151 | p
FI | 2012 | FI52 | 2012FI52 | 2012-52 | 52 | Kokkola Power Oy Ab, Boiler C4 | KOKKOLA, PL 278, 67101 KOKKOLA | Art 4(1) - old-new plants | CHP | 200 | No | [15 empty] | 1.(c) | Oy Kokkola Power Ab | Oy Kokkola Power Ab | 8261 | Outokummuntie 12 |  | KOKKOLA | 67101 | 154 | 278 | 0 | 194 | p
FI | 2012 | FI107 | 2012FI107 | 2012-107 | 107 | Fortum Power and Heat Oy Boiler C5 (former Kokkola Power Oy Ab) | KOKKOLA, PL 278, 67101 KOKKOLA | Art 4(2) - new-new plants | CHP | 108 | No | 374.84 | 1435.18 | 0.83 |  |  | 269.57 | 149.89 | 5.77
FI | 2012 | FI108 | 2012FI108 | 2012-108 | 108 | Kotkan Energia Oy, NG Power plant 1997 | KOTKA, Liitulahdentie 10, (PL 232), 48100 KOTKA | Art 4(1) - old-new plants | CHP | 108 | Yes |  |  |  | 321.61 |  |  | 4.31 | [8 empty] | 1.(c) | Kotkan Energia Oy, Hovinsaaren voimalaitos | Kotkan Energia Oy, Hovinsaaren voimalaitos | 7003 | Kotkantie 2 |  | KOTKA | 48100 | 211 | 0 | 0 | 204 | p
FI | 2012 | FI169 | 2012FI169 | 2012-169 | 169 | Kotkan Energia Oy, Power plant, 2003 | KOTKA, Liitulahdentie 10, (PL 232), 48100 KOTKA | Art 4(1) - old-new plants | CHP | 65 | No | 1062 | 608.87 |  | 7.2 |  | 0.76 | 205.32 | 0.51 | [7 empty] | 1.(c) | Kotkan Energia Oy, Hovinsaaren voimalaitos | Kotkan Energia Oy, Hovinsaaren voimalaitos | 7003 | Kotkantie 2 |  | KOTKA | 48100 | 211 | 0 | 0 | 204 | p
FI | 2012 | FI44 | 2012FI44 | 2012-44 | 44 | Mussalon Kaukolämpö Oy and Nokian Lämpövoima Oy, Mussalo Power plant, Mussalon Kaukolämpö Oy, Mussalo 1 | KOTKA, Mussalo 1 PL 108 48101 KOTKA | Art 4(3) - existing plants | CHP | 220 | No | [15 empty] | 5.(f) | Kymen Vesi Oy, Mussalon jätevesilaitos | Kymen Vesi Oy, Mussalon jätevesilaitos | 125258 | Ämmänleuantie 2 |  | KOTKA | 48310 | 0 | 0 | 0 | 0 | p
FI | 2012 | FI18 | 2012FI18 | 2012-18 | 18 | Mussalon Kaukolämpö Oy ja Nokian Lämpövoima Oy, Mussalo power plant Nokian Lämpövoima Oy, Mussalo 2 | KOTKA, Mussalo 2 PL 108 48101 KOTKA | Art 4(3) - existing plants | CHP | 400 | No | [15 empty] | 5.(f) | Kymen Vesi Oy, Mussalon jätevesilaitos | Kymen Vesi Oy, Mussalon jätevesilaitos | 125258 | Ämmänleuantie 2 |  | KOTKA | 48310 | 0 | 0 | 0 | 0 | p
FI | 2012 | FI50 | 2012FI50 | 2012-50 | 50 | Mussalon Kaukolämpö Oy and Nokian Lämpövoima Oy, Mussalon Power Oy, Gas turbine | KOTKA, PL 108, 48101 KOTKA | Art 4(1) - old-new plants | CHP | 205 | Yes |  |  |  | 2.2 |  |  | 0.2 | [8 empty] | 5.(f) | Kymen Vesi Oy, Mussalon jätevesilaitos | Kymen Vesi Oy, Mussalon jätevesilaitos | 125258 | Ämmänleuantie 2 |  | KOTKA | 48310 | 0 | 0 | 0 | 0 | p
FI | 2012 | FI66 | 2012FI66 | 2012-66 | 66 | Stora Enso Oyj, Kotka Mill, Boiler 11 172 MW | KOTKA, PL 62 - 63, 48101 KOTKA | Art 4(3) - existing plants | CHP | 172 | Yes |  |  |  | 3824 |  |  | 247.7 | [8 empty] | 6.(b) | Kotkamills Oy | Kotkamills Oy | 6698 | Gutzeitintie 1 |  | KOTKA | 48100 | 411 | 0 | 0 | 481 | p
FI | 2012 | FI131 | 2012FI131 | 2012-131 | 131 | Stora Enso Oyj, Sunila Mill, Bark Boiler 2 | KOTKA, Sunilantie 1, 48900 KOTKA | Art 4(3) - existing plants | CHP | 83 | No | 692 |  |  | 101 |  | 25.5 | 74.4 | 3.15
FI | 2012 | FI109 | 2012FI109 | 2012-109 | 109 | Myllykoski Paper Oy, power plant, K6 Boiler 2/2001 | KOUVOLA, Myllykoskentie 1, 46800 MYLLYKOSKI | Art 4(3) - existing plants | CHP | 106 | No
FI | 2012 | FI81 | 2012FI81 | 2012-81 | 81 | KSS Energia Oy, Gas turbine1 | KOUVOLA, Hovioikeudenkatu 3, 45100 KOUVOLA | Art 4(2) - new-new plants | CHP | 145 | Yes |  |  | 0.91 | 22.58 |  |  | 3.7
FI | 2012 | FI123 | 2012FI123 | 2012-123 | 123 | Myllykoski Paper Oy, power plant, K7 5/2001 | KOUVOLA, Myllykoskentie 1, 46800 MYLLYKOSKI | Art 4(1) - old-new plants | CHP | 95 | No | 199.7 | 133.15 |  | 1.54 |  | 4.7 | 32.6 | 1.73
FI | 2012 | FI186 | 2012FI186 | 2012-186 | 186 | Myllykoski Paper Oy, power plant, K8 Boiler 2/2001 | KOUVOLA, Myllykoskentie 1, 46800 MYLLYKOSKI | Art 4(1) - old-new plants | CHP | 50 | No |  |  |  | 137.91 |  |  | 6.2
FI | 2012 | FI187 | 2012FI187 | 2012-187 | 187 | Myllykoski Paper Oy, power plant, K9 Boiler 2/2001 | KOUVOLA, Myllykoskentie 1, 46800 MYLLYKOSKI | Art 4(1) - old-new plants | CHP | 50 | No |  |  |  | 0.13 |  |  | 0.005
FI | 2012 | FI96 | 2012FI96 | 2012-96 | 96 | UPM-Kymmene Oyj, Kymi mill, natural gas boiler | KOUVOLA, Selluntie 1, 45700 KUUSANKOSKI | Art 4(2) - new-new plants |  | 125 | No |  |  |  | 14.91 |  | 0.01 | 0.66 | 0.01 | [7 empty] | 6.(a) | UPM-Kymmene Oyj, Kymi | UPM-Kymmene Oyj, Kymi | 6919 | Selluntie 1 |  | KUUSANKOSKI | 45700 | 990 | 0 | 0 | 1440 | p
FI | 2012 | FI31 | 2012FI31 | 2012-31 | 31 | Kymin Voima Oy, Power plant, K7 | KOUVOLA, Selluntie 3 45700 KUUSANKOSKI | Art 4(1) - old-new plants | CHP | 295 | No | 3243.56 | 478.7 |  | 21.62 |  | 89.18 | 440.97 | 3.17 | [7 empty] | 1.(c) | Kymin Voima Oy | Kymin Voima Oy | 7049 | Selluntie 3 |  | KUUSANKOSKI | 45700 | 441 | 0 | 0 | 410 | p
FI | 2012 | FI23 | 2012FI23 | 2012-23 | 23 | Stora Enso Oyj, Anjalankoski Mill, Combined cycle power plant | KOUVOLA, Tehtaanmäki 46900 INKEROINEN | Art 4(3) - existing plants | CHP | 328 | No |  |  |  | 2110 |  |  | 126 | [8 empty] | 6.(b) | Stora Enso Oyj, Anjalankosken tehtaat | Stora Enso Oyj, Anjalankosken tehtaat | 8249 | Ensontie 1 |  | INKEROINEN | 46900 | 353 | 0 | 0 | 296 | p
FI | 2012 | FI45 | 2012FI45 | 2012-45 | 45 | Stora Enso Oyj, Anjalankoski Mill, Boiler 2 | KOUVOLA, Tehtaanmäki 46900 INKEROINEN | Art 4(2) - new-new plants | CHP | 218 | No | 1020 | 1213.3 |  | 18.73 |  | 12.7 | 227 | 0.2 | [7 empty] | 6.(b) | Stora Enso Oyj, Anjalankosken tehtaat | Stora Enso Oyj, Anjalankosken tehtaat | 8249 | Ensontie 1 |  | INKEROINEN | 46900 | 353 | 0 | 0 | 296 | p
FI | 2012 | FI180 | 2012FI180 | 2012-180 | 180 | Stora Enso Oyj, Anjalankoski Mill, Boiler 1 | KOUVOLA, Tehtaanmäki, 46900 INKEROINEN | Art 4(3) - existing plants | CHP | 56 | No |  |  |  | 0.55 |  |  | 0.1 | [8 empty] | 6.(b) | Stora Enso Oyj, Anjalankosken tehtaat | Stora Enso Oyj, Anjalankosken tehtaat | 8249 | Ensontie 1 |  | INKEROINEN | 46900 | 353 | 0 | 0 | 296 | p
FI | 2012 | FI111 | 2012FI111 | 2012-111 | 111 | Fingrid Oyj, Kristiinankaupunki Gas turbine 1 | KRISTIINANKAUPUNKI | Art 4(1) - old-new plants |  | 105 | Yes |  |  | 2.39 |  |  | 0.07 | 0.45 | 0.02
FI | 2012 | FI112 | 2012FI112 | 2012-112 | 112 | Fingrid Oyj, Kristiinankaupunki Gas turbine 2 | KRISTIINANKAUPUNKI | Art 4(1) - old-new plants |  | 105 | Yes |  |  | 1.62 |  |  | 0.05 | 0.3 | 0.01
FI | 2012 | FI7 | 2012FI7 | 2012-7 | 7 | PVO-Lämpövoima Oy, Kristiina power plant, Boiler 2 KRS2 | KRISTIINANKAUPUNKI, Karhusaarenkatu 1 64100 KRISTIINANKAUPUNKI | Art 4(3) - existing plants | ESI | 605 | No |  | 3113.97 | 23.32 |  |  | 135.65 | 260.09 | 7.39 | [7 empty] | 1.(c) | PVO-Lämpövoima Oy, Kristiinan voimalaitos | PVO-Lämpövoima Oy, Kristiinan voimalaitos | 6735 | Karhusaari |  | KRISTIINANKAUPUNKI | 64100 | 276 | 169 | 0 | 298 | p
FI | 2012 | FI10 | 2012FI10 | 2012-10 | 10 | PVO-Lämpövoima Oy, Kristiina power plant, Boiler 1 (KRS1) | KRISTIINANKAUPUNKI, Karhusaarenkatu 1 64100 KRISTIINANKAUPUNKI | Art 4(3) - existing plants | ESI | 561 | No |  |  | 4.84 |  |  | 2 | 1 | 0.02 | [7 empty] | 1.(c) | PVO-Lämpövoima Oy, Kristiinan voimalaitos | PVO-Lämpövoima Oy, Kristiinan voimalaitos | 6735 | Karhusaari |  | KRISTIINANKAUPUNKI | 64100 | 276 | 169 | 0 | 298 | p
FI | 2012 | FI39 | 2012FI39 | 2012-39 | 39 | Kuopion Energia Oy, Haapaniemi power plant II | KUOPIO | Art 4(3) - existing plants | CHP | 245 | No | 173.76 | 3065.94 | 138.41 |  |  | 818.04 | 688.5 | 23.81 | [7 empty] | 1.(c) | KUOPION ENERGIA OY HAAPANIEMEN VOIMALAITOS | KUOPION ENERGIA OY HAAPANIEMEN VOIMALAITOS | 8711 | Haapaniementie 32 |  | KUOPIO | 70100 | 873 | 915 | 0 | 437 | n
FI | 2012 | FI90 | 2012FI90 | 2012-90 | 90 | Kuopion Energia Oy, Haapaniemi power plant I | KUOPIO | Art 4(3) - existing plants | CHP | 131 | No | [15 empty] | 1.(c) | KUOPION ENERGIA OY HAAPANIEMEN VOIMALAITOS | KUOPION ENERGIA OY HAAPANIEMEN VOIMALAITOS | 8711 | Haapaniementie 32 |  | KUOPIO | 70100 | 873 | 915 | 0 | 437 | n
FI | 2012 | FI173 | 2012FI173 | 2012-173 | 173 | Lahti Energia Oy, Teivaanmäki power plant, Boiler 1 | LAHTI, PL 93, 15141 LAHTI | Art 4(3) - existing plants | CHP | 60 | No | [8 empty] | Not in use in 2012. | [6 empty] | 1.(c) | LAHTI ENERGIA OY, KYMIJÄRVEN VOIMALAITOS | LAHTI ENERGIA OY, KYMIJÄRVEN VOIMALAITOS | 7948 | Voimakatu 16 |  | LAHTI | 15170 | 1320 | 1180 | 0 | 555 | p
FI | 2012 | FI22 | 2012FI22 | 2012-22 | 22 | Lahti Energia Oy, Kymijärvi power plant, Boiler 1 | LAHTI, Voimakatu 16 15170 LAHTI | Art 4(3) - existing plants | CHP | 360 | No | 360.59 | 5635.77 |  | 67.7 |  | 1145.13 | 1150.21 | 38.78 | [7 empty] | 1.(c) | LAHTI ENERGIA OY, KYMIJÄRVEN VOIMALAITOS | LAHTI ENERGIA OY, KYMIJÄRVEN VOIMALAITOS | 7948 | Voimakatu 16 |  | LAHTI | 15170 | 1320 | 1180 | 0 | 555 | p
FI | 2012 | FI42 | 2012FI42 | 2012-42 | 42 | Lahti Energia Oy, Gas turbine 2 | LAHTI, Voimakatu 16, 15170 LAHTI | Art 4(2) - new-new plants | CHP | 230 | Yes |  |  | 0.1 | 207.89 |  |  | 16.76 | [8 empty] | 1.(c) | LAHTI ENERGIA OY, KYMIJÄRVEN VOIMALAITOS | LAHTI ENERGIA OY, KYMIJÄRVEN VOIMALAITOS | 7948 | Voimakatu 16 |  | LAHTI | 15170 | 1320 | 1180 | 0 | 555 | p
FI | 2012 | FI190 | 2012FI190 | 2012-190 | 190 | LAHTI ENERGIA OY P4 Kymijärvi II, kaasutuslaitos | LAHTI, Voimakatu 16, 15170 LAHTI |  | CHP | 160 | No |  | 1909.9 |  | 493 |  | 31.59 | 155.3 | 0.02 | [7 empty] | 1.(c) | LAHTI ENERGIA OY, KYMIJÄRVEN VOIMALAITOS | LAHTI ENERGIA OY, KYMIJÄRVEN VOIMALAITOS | 7948 | Voimakatu 16 |  | LAHTI | 15170 | 1320 | 1180 | 0 | 555 | p
FI | 2012 | FI92 | 2012FI92 | 2012-92 | 92 | UPM-Kymmene Oyj, Kaukaa Mill, Bark Boiler 1 | LAPPEENRANTA, Kaukaankatu 30, 53200 LAPPEENRANTA | Art 4(3) - existing plants | CHP | 129 | No | [15 empty] | 6.(a) | UPM-Kymmene Oyj, Kaukaan tehtaat | UPM-Kymmene Oyj, Kaukaan tehtaat | 6954 | Kaukaankatu 30 |  | LAPPEENRANTA | 53200 | 1180 | 614 | 66.6 | 1620 | p
FI | 2012 | FI94 | 2012FI94 | 2012-94 | 94 | UPM-Kymmene Oyj, Kaukaa Mill, Gas turbine 9 (90/49 MW) | LAPPEENRANTA, Kaukaankatu 30, 53200 LAPPEENRANTA | Art 4(2) - new-new plants | CHP | 125 | Yes | [15 empty] | 6.(a) | UPM-Kymmene Oyj, Kaukaan tehtaat | UPM-Kymmene Oyj, Kaukaan tehtaat | 6954 | Kaukaankatu 30 |  | LAPPEENRANTA | 53200 | 1180 | 614 | 66.6 | 1620 | p
FI | 2012 | FI105 | 2012FI105 | 2012-105 | 105 | UPM-Kymmene Oyj, Kaukaa Mill power plant (3*37 MW) | LAPPEENRANTA, Kaukaankatu 30, 53200 LAPPEENRANTA | Art 4(2) - new-new plants | CHP | 111 | No |  |  |  | 366.48 |  |  | 9.16 | [8 empty] | 6.(a) | UPM-Kymmene Oyj, Kaukaan tehtaat | UPM-Kymmene Oyj, Kaukaan tehtaat | 6954 | Kaukaankatu 30 |  | LAPPEENRANTA | 53200 | 1180 | 614 | 66.6 | 1620 | p
FI | 2012 | FI53 | 2012FI53 | 2012-53 | 53 | Lappeenrannan Lämpövoima Oy, MRT II Gas turbine KT 2.1 | LAPPEENRANTA, PL 191 53101 LAPPEENRANTA | Art 4(3) - existing plants | CHP | 200 | No |  |  | 5.65 | 31.4 |  | 0.2 | 3.2 | [8 empty] | 5.(f) | Lappeenrannan Lämpövoima Oy, Toikansuon jätevedenpuhdistamo | Lappeenrannan Lämpövoima Oy, Toikansuon jätevedenpuhdistamo | 17003 | TOIKANSUONTIE 21 |  | LAPPEENRANTA | 53100 | 0 | 0 | 0 | 0 | p
FI | 2012 | FI54 | 2012FI54 | 2012-54 | 54 | Lappeenrannan Lämpövoima Oy, MRT II Gas turbine KT 2.2 | LAPPEENRANTA, PL 191 53101 LAPPEENRANTA | Art 4(3) - existing plants | CHP | 200 | No |  |  | 5.12 | 28.5 |  | 0.2 | 3.2 | [8 empty] | 5.(f) | Lappeenrannan Lämpövoima Oy, Toikansuon jätevedenpuhdistamo | Lappeenrannan Lämpövoima Oy, Toikansuon jätevedenpuhdistamo | 17003 | TOIKANSUONTIE 21 |  | LAPPEENRANTA | 53100 | 0 | 0 | 0 | 0 | p
FI | 2012 | FI100 | 2012FI100 | 2012-100 | 100 | Lappeenrannan Lämpövoima Oy, MRT I Gas turbine1 | LAPPEENRANTA, PL 191, 53101 LAPPEENRANTA | Art 4(2) - new-new plants | CHP | 120 | Yes |  |  | 2 | 0.4 |  | 0.08 | 0.63 | [8 empty] | 5.(f) | Lappeenrannan Lämpövoima Oy, Toikansuon jätevedenpuhdistamo | Lappeenrannan Lämpövoima Oy, Toikansuon jätevedenpuhdistamo | 17003 | TOIKANSUONTIE 21 |  | LAPPEENRANTA | 53100 | 0 | 0 | 0 | 0 | p
FI | 2012 | FI166 | 2012FI166 | 2012-166 | 166 | Lappeenrannan Energia Oy, Skinnarila heating plant, Boiler 4*15 MW | LAPPEENRANTA, PL 191, 53101 LAPPEENRANTA | Art 4(2) - new-new plants |  | 65.6 | No |  |  | 10.4 |  |  | 0.34 | 0.61 | [8 empty] | 5.(f) | Lappeenrannan Lämpövoima Oy, Toikansuon jätevedenpuhdistamo | Lappeenrannan Lämpövoima Oy, Toikansuon jätevedenpuhdistamo | 17003 | TOIKANSUONTIE 21 |  | LAPPEENRANTA | 53100 | 0 | 0 | 0 | 0 | p
FI | 2012 | FI174 | 2012FI174 | 2012-174 | 174 | Lappeenrannan Energia Oy, Ihalainen heating plant, k1+k2+k3+k4 | LAPPEENRANTA, PL 191, 53101 LAPPEENRANTA | Art 4(2) - new-new plants |  | 60 | No |  |  | 68.1 | 120 |  | 2.23 | 7.84 | [8 empty] | 5.(f) | Lappeenrannan Lämpövoima Oy, Toikansuon jätevedenpuhdistamo | Lappeenrannan Lämpövoima Oy, Toikansuon jätevedenpuhdistamo | 17003 | TOIKANSUONTIE 21 |  | LAPPEENRANTA | 53100 | 0 | 0 | 0 | 0 | p
FI | 2012 | FI138 | 2012FI138 | 2012-138 | 138 | Oy Metsä-Botnia Ab, Joutseno Mill, Boiler 3 | LAPPEENRANTA, Pulpintie, 54120 PULP | Art 4(3) - existing plants | CHP | 80 | No |  |  |  | 27.14 |  |  | 2.3
FI | 2012 | FI40 | 2012FI40 | 2012-40 | 40 | Fortum Power and Heat Oy, Kirkniemi power plant, Gas turbine | LOHJA | Art 4(1) - old-new plants | CHP | 230 | Yes |  |  |  | 938.18 |  |  | 29.08
FI | 2012 | FI158 | 2012FI158 | 2012-158 | 158 | Fortum Power and Heat Oy, Kirkniemi power plant, Boiler 2 | LOHJA, 08800 LOHJA | Art 4(2) - new-new plants | CHP | 66.7 | No | 1269.6 |  |  | 56.06 |  | 40.67 | 283.38 | 1.99
FI | 2012 | FI181 | 2012FI181 | 2012-181 | 181 | Fortum Power and Heat Oy, Kirkniemi power plant, Boiler 3 | LOHJA, 08800 LOHJA | Art 4(2) - new-new plants | CHP | 55 | No |  |  |  | 63.61 |  |  | 1.84
FI | 2012 | FI64 | 2012FI64 | 2012-64 | 64 | Fortum Power and Heat Oy, Kirkniemi power plant, Boiler 4 | LOHJA, kattila 4 , 08800 LOHJA | Art 4(3) - existing plants | CHP | 175 | No |  |  |  | 2660.29 |  |  | 144.34
FI | 2012 | FI144 | 2012FI144 | 2012-144 | 144 | Fingrid Oyj, Loviisa, Gas turbine 1 | LOVIISA | Art 4(2) - new-new plants |  | 73 | Yes
FI | 2012 | FI145 | 2012FI145 | 2012-145 | 145 | Fingrid Oyj, Loviisa, Gas turbine 2 | LOVIISA | Art 4(2) - new-new plants |  | 73 | Yes
FI | 2012 | FI97 | 2012FI97 | 2012-97 | 97 | Mäntän Energia Oy, P3 Boiler K3 | MÄNTTÄ | Art 4(1) - old-new plants | CHP | 124 | No | [15 empty] | 1.(c) | Mäntän Energia Oy, Voimalaitos | Mäntän Energia Oy, Voimalaitos | 7977 | Tehtaankatu 20 |  | MÄNTTÄ | 35800 | 0 | 0 | 0 | 186 | p
FI | 2012 | FI113 | 2012FI113 | 2012-113 | 113 | Mäntän Energia Oy, P4 Boiler K4 | MÄNTTÄ | Art 4(3) - existing plants | CHP | 105 | No | 790.01 | 952.82 | 4.54 |  |  | 95.55 | 83.87 | 11.9 | [7 empty] | 1.(c) | Mäntän Energia Oy, Voimalaitos | Mäntän Energia Oy, Voimalaitos | 7977 | Tehtaankatu 20 |  | MÄNTTÄ | 35800 | 0 | 0 | 0 | 186 | p
FI | 2012 | FI118 | 2012FI118 | 2012-118 | 118 | Etelä-Savon Energia Oy, Pursiala plant II | MIKKELI | Art 4(2) - new-new plants | CHP | 100 | No | 1225.18 | 587.71 | 2.01 |  |  | 53.31 | 187.5 | 1.47 | [7 empty] | 1.(c) | ETELÄ-SAVON ENERGIA OY, PURSIALAN VOIMALAITOS | ETELÄ-SAVON ENERGIA OY, PURSIALAN VOIMALAITOS | 9002 | Lastaajankatu 6 |  | MIKKELI | 50100 | 420 | 173 | 0 | 419 | n
FI | 2012 | FI130 | 2012FI130 | 2012-130 | 130 | Etelä-Savon Energia Oy, Pursiala plant I | MIKKELI, Vuorikatu 9, 50100 MIKKELI | Art 4(2) - new-new plants | CHP | 95 | No | 1361.18 | 643.83 | 5.62 |  |  | 106.94 | 223.78 | 2.77 | [7 empty] | 1.(c) | ETELÄ-SAVON ENERGIA OY, PURSIALAN VOIMALAITOS | ETELÄ-SAVON ENERGIA OY, PURSIALAN VOIMALAITOS | 9002 | Lastaajankatu 6 |  | MIKKELI | 50100 | 420 | 173 | 0 | 419 | p
FI | 2012 | FI146 | 2012FI146 | 2012-146 | 146 | Fingrid Oyj, Naantali, Gas turbine 1 | NAANTALI | Art 4(2) - new-new plants |  | 73 | Yes |  |  | 1.69 |  |  | 0.07 | 0.32 | 0.01
FI | 2012 | FI147 | 2012FI147 | 2012-147 | 147 | Fingrid Oyj, Naantali, Gas turbine 2 | NAANTALI | Art 4(2) - new-new plants |  | 73 | Yes |  |  | 1.17 |  |  | 0.05 | 0.22 | 0.01
FI | 2012 | FI25 | 2012FI25 | 2012-25 | 25 | Fortum Power and Heat Oy, Naantali power plant, Boiler 1 | NAANTALI, Satamatie 16 21100 NAANTALI | Art 4(3) - existing plants | CHP | 315 | No | 11.4 | 1733 | 25.5 |  |  | 403 | 349 | 19.8 | [7 empty] | 1.(c) | Turun Seudun Maakaasu ja Energiantuotanto Oy, Naantalin voimalaitos | Turun Seudun Maakaasu ja Energiantuotanto Oy, Naantalin voimalaitos | 7153 | Satamatie 16 |  | NAANTALI | 21100 | 3120 | 1340 | 114 | 1300 | p
FI | 2012 | FI26 | 2012FI26 | 2012-26 | 26 | Fortum Power and Heat Oy, Naantali power plant, Boiler 2 | NAANTALI, Satamatie 16 21100 NAANTALI | Art 4(3) - existing plants | CHP | 315 | No | 89.7 | 5690 | 34.8 |  |  | 520 | 1389 | 49.5 | [7 empty] | 1.(c) | Turun Seudun Maakaasu ja Energiantuotanto Oy, Naantalin voimalaitos | Turun Seudun Maakaasu ja Energiantuotanto Oy, Naantalin voimalaitos | 7153 | Satamatie 16 |  | NAANTALI | 21100 | 3120 | 1340 | 114 | 1300 | p
FI | 2012 | FI27 | 2012FI27 | 2012-27 | 27 | Fortum Power and Heat Oy, Naantali power plant, Boiler 3 | NAANTALI, Satamatie 16 21100 NAANTALI | Art 4(3) - existing plants | CHP | 315 | No | 84.9 | 5769.3 | 27.3 |  |  | 413 | 1380 | 58.6 | [7 empty] | 1.(c) | Turun Seudun Maakaasu ja Energiantuotanto Oy, Naantalin voimalaitos | Turun Seudun Maakaasu ja Energiantuotanto Oy, Naantalin voimalaitos | 7153 | Satamatie 16 |  | NAANTALI | 21100 | 3120 | 1340 | 114 | 1300 | p
FI | 2012 | FI95 | 2012FI95 | 2012-95 | 95 | Nokian Lämpövoima Oy, Boiler K3 | NOKIA, PL 49, 37101 NOKIA | Art 4(3) - existing plants | CHP | 125 | No | [15 empty] | 1.(c) | Leppäkosken Sähkö Oy, Nokian voimalaitos | Leppäkosken Sähkö Oy, Nokian voimalaitos | 7988 | Kerhokatu 10 |  | NOKIA | 37100 | 105 | 0 | 0 | 0 | n
FI | 2012 | FI60 | 2012FI60 | 2012-60 | 60 | Nokian Lämpövoima Oy, P5 Boiler, K5 | NOKIA, PL 49, 37101 NOKIA | Art 4(1) - old-new plants | CHP | 180 | Yes |  |  |  | 637.36 |  |  | 23.2 | [8 empty] | 1.(c) | Leppäkosken Sähkö Oy, Nokian voimalaitos | Leppäkosken Sähkö Oy, Nokian voimalaitos | 7988 | Kerhokatu 10 |  | NOKIA | 37100 | 105 | 0 | 0 | 0 | n
FI | 2012 | FI152 | 2012FI152 | 2012-152 | 152 | Nokian Lämpövoima Oy, P4 Boiler K4 | NOKIA, PL 49, 37101 NOKIA | Art 4(3) - existing plants | CHP | 71 | No |  |  |  | 1032.41 |  |  | 79.5 | [8 empty] | 1.(c) | Leppäkosken Sähkö Oy, Nokian voimalaitos | Leppäkosken Sähkö Oy, Nokian voimalaitos | 7988 | Kerhokatu 10 |  | NOKIA | 37100 | 105 | 0 | 0 | 0 | n
FI | 2012 | FI161 | 2012FI161 | 2012-161 | 161 | Fingrid Oyj, Olkiluoto, 66 MW Gas turbine 1/1 | OLKILUOTO, EURAJOKI | Art 4(2) - new-new plants |  | 66 | Yes |  |  | 2.94 |  |  | 0.01 | 1.75 | 0 | [7 empty] | 1.(c) | Fingrid Oyj, Olkiluodon kaasuturbiinilaitos | Fingrid Oyj, Olkiluodon kaasuturbiinilaitos | 189898 | Teollisuuden Voima Oy |  | OLKILUOTO | 27160 | 0 | 0 | 0 | 0 | n
FI | 2012 | FI162 | 2012FI162 | 2012-162 | 162 | Fingrid Oyj, Olkiluoto, 66 MW Gas turbine 1/2 | OLKILUOTO, EURAJOKI | Art 4(2) - new-new plants |  | 66 | Yes |  |  | 2.94 |  |  | 0 | 1.77 | 0.01 | [7 empty] | 1.(c) | Fingrid Oyj, Olkiluodon kaasuturbiinilaitos | Fingrid Oyj, Olkiluodon kaasuturbiinilaitos | 189898 | Teollisuuden Voima Oy |  | OLKILUOTO | 27160 | 0 | 0 | 0 | 0 | n
FI | 2012 | FI163 | 2012FI163 | 2012-163 | 163 | Fingrid Oyj, Olkiluoto, 66 MW Gas turbine 2/1 | OLKILUOTO, EURAJOKI | Art 4(2) - new-new plants |  | 66 | Yes |  |  | 2.94 |  |  | 0.01 | 1.84 | 0.01 | [7 empty] | 1.(c) | Fingrid Oyj, Olkiluodon kaasuturbiinilaitos | Fingrid Oyj, Olkiluodon kaasuturbiinilaitos | 189898 | Teollisuuden Voima Oy |  | OLKILUOTO | 27160 | 0 | 0 | 0 | 0 | n
FI | 2012 | FI164 | 2012FI164 | 2012-164 | 164 | Fingrid Oyj, Olkiluoto, 66 MW Gas turbine 2/2 | OLKILUOTO, EURAJOKI | Art 4(2) - new-new plants |  | 66 | Yes |  |  | 2.94 |  |  | 0.01 | 1.75 | 0.01 | [7 empty] | 1.(c) | Fingrid Oyj, Olkiluodon kaasuturbiinilaitos | Fingrid Oyj, Olkiluodon kaasuturbiinilaitos | 189898 | Teollisuuden Voima Oy |  | OLKILUOTO | 27160 | 0 | 0 | 0 | 0 | n
FI | 2012 | FI170 | 2012FI170 | 2012-170 | 170 | Laanilan Voima Oy, Pyroflow Boiler | OULU, PL 191, 90101 OULU | Art 4(3) - existing plants | CHP | 64 | No | 312.4 | 1209.8 | 24.1 |  |  | 128.7 | 38.3 | 5.9 | [7 empty] | 1.(c) | LAANILAN VOIMA OY, Kemiran tehtaiden voimalaitos | LAANILAN VOIMA OY, Kemiran tehtaiden voimalaitos | 17218 | Typpitie 1 |  | OULU | 90650 | 142 | 228 | 0 | 293 | n
FI | 2012 | FI32 | 2012FI32 | 2012-32 | 32 | Stora Enso Oyj, Oulu Mill, Oulu peatboiler | OULU, PL 196 90101 OULU | Art 4(2) - new-new plants | CHP | 280 | No | 1929 | 2087 | 27.2 |  |  | 329 | 651 | 7.5 | [7 empty] | 1.(c) | STORA ENSO OYJ, Oulun tehdas, Oulu | STORA ENSO OYJ, Oulun tehdas, Oulu | 7199 | Paperitehtaantie 1 |  | OULU | 90100 | 1260 | 341 | 0 | 1550 | p
FI | 2012 | FI74 | 2012FI74 | 2012-74 | 74 | Stora Enso Oyj, Oulu Mill, Boiler | OULU, PL 196, 90101 OULU | Art 4(2) - new-new plants | CHP | 163 | No | 48.7 |  | 15.4 |  |  | 4.5 | 13 | 0.2 | [7 empty] | 1.(c) | STORA ENSO OYJ, Oulun tehdas, Oulu | STORA ENSO OYJ, Oulun tehdas, Oulu | 7199 | Paperitehtaantie 1 |  | OULU | 90100 | 1260 | 341 | 0 | 1550 | p
FI | 2012 | FI175 | 2012FI175 | 2012-175 | 175 | Stora Enso Oyj, Oulu Mill, Oil boiler | OULU, PL 196, 90101 OULU | Art 4(2) - new-new plants | CHP | 60 | No |  |  | 11.1 |  |  | 2.1 | 1 | 0.5 | [7 empty] | 1.(c) | STORA ENSO OYJ, Oulun tehdas, Oulu | STORA ENSO OYJ, Oulun tehdas, Oulu | 7199 | Paperitehtaantie 1 |  | OULU | 90100 | 1260 | 341 | 0 | 1550 | p
FI | 2012 | FI28 | 2012FI28 | 2012-28 | 28 | Oulun Energia, Toppila power plant, Oulu Boiler 4, Toppila 2 | OULU, Tervahovintie 10 PL 116 90101 OULU | Art 4(1) - old-new plants | CHP | 315 | No | 2025.69 | 4440.18 | 27.24 |  |  | 212.09 | 328.89 | 6.2 | [7 empty] | 1.(c) | OULUN ENERGIA, Toppilan voimalaitokset, Oulu | OULUN ENERGIA, Toppilan voimalaitokset, Oulu | 7213 | TERVAHOVINTIE 10 |  | OULU | 90520 | 725 | 864 | 0 | 976 | n
FI | 2012 | FI34 | 2012FI34 | 2012-34 | 34 | Oulun Energia, Toppila power plant, Boiler 1 Toppila 1 | OULU, Tervahovintie 10 PL 116 90101 OULU | Art 4(3) - existing plants | CHP | 267 | No | 819.75 | 1796.83 | 10.3 |  |  | 639 | 391 | 14.48 | [7 empty] | 1.(c) | OULUN ENERGIA, Toppilan voimalaitokset, Oulu | OULUN ENERGIA, Toppilan voimalaitokset, Oulu | 7213 | TERVAHOVINTIE 10 |  | OULU | 90520 | 725 | 864 | 0 | 976 | n
FI | 2012 | FI182 | 2012FI182 | 2012-182 | 182 | Oulun Energia, Limingantulli heating plant, Oulu Boiler 1 | OULU, Tyrnäväntie 5, PL 116, 90101 OULU | Art 4(3) - existing plants |  | 55 | No |  |  | 1.41 |  |  |  | 0.09 | 0.01
FI | 2012 | FI9 | 2012FI9 | 2012-9 | 9 | Oy Alholmens Kraft Ab AK2, Boiler | PIETARSAARI, PL 250 68601 PIETARSAARI | Art 4(2) - new-new plants | CHP | 597 | No | 5603.01 | 4809.13 | 25.56 |  |  | 718.3 | 564.96 | 81.96 | [7 empty] | 1.(c) | Oy Alholmens Kraft Ab | Oy Alholmens Kraft Ab | 7640 | Luodontie (itäportti) |  | PIETARSAARI | 68600 | 593 | 721 | 74.4 | 1110 | p
FI | 2012 | FI77 | 2012FI77 | 2012-77 | 77 | Oy Alholmens Kraft Ab, AK1 Bark Boiler | PIETARSAARI, PL 250 68601 PIETARSAARI | Art 4(3) - existing plants | CHP | 155 | No | 479.63 |  | 6.86 |  |  | 2.96 | 28.02 | 5.5 | [7 empty] | 1.(c) | Oy Alholmens Kraft Ab | Oy Alholmens Kraft Ab | 7640 | Luodontie (itäportti) |  | PIETARSAARI | 68600 | 593 | 721 | 74.4 | 1110 | p
FI | 2012 | FI110 | 2012FI110 | 2012-110 | 110 | UPM-KYMMENE OYJ K6 Varakattila 105 MW | PL 39, 37601 VALKEAKOSKI | Art 4(2) - new-new plants | CHP | 105 | No |  |  |  | 703.72 |  |  | 44.8 | [8 empty] | 6.(a) | UPM-KYMMENE OYJ , TERVASAARI | UPM-KYMMENE OYJ , TERVASAARI | 7737 | Tehtaankatu 3 |  | VALKEAKOSKI | 37600 | 396 | 153 | 0 | 389 | p
FI | 2012 | FI15 | 2012FI15 | 2012-15 | 15 | Jyväskylän Voima Oy Keljonlahti power plant | PL 4, 40101 JYVÄSKYLÄ | Art 4(2) - new-new plants | CHP | 480 | No | 2010.14 | 3383.28 | 7.2 |  |  | 368.1 | 267.26 | 6.52 | [7 empty] | 1.(c) | Jyväskylän Voima Oy, Keljonlahden voimalaitos | Jyväskylän Voima Oy, Keljonlahden voimalaitos | 189917 | Keljonrannantie 276 |  | JYVÄSKYLÄ | 40530 | 267 | 368 | 0 | 357 | n
FI | 2012 | FI17 | 2012FI17 | 2012-17 | 17 | Kaukaan Voima Oy Biopolttolaitos | PL 40, 00101 HELSINKI | Art 4(2) - new-new plants | CHP | 410 | No | 5072.23 | 646.84 | 420.95 | 72.04 |  | 119.4 | 348.66 | 15.73 | Not used in 2012
FI | 2012 | FI137 | 2012FI137 | 2012-137 | 137 | Keravan Lämpövoima Oy Keravan voimalaitos | PL 40, 00101 HELSINKI | Art 4(2) - new-new plants | CHP | 80 | No | 983.8 | 323.93 |  | 1.65 |  | 22.23 | 138.73 | 7.85
FI | 2012 | FI49 | 2012FI49 | 2012-49 | 49 | Porin Prosessivoima Oy, 206 MW Pyroflow boiler | PORI | Art 4(2) - new-new plants | CHP | 206 | No | 2785.32 | 2284.2 | 7.58 |  |  | 235 | 332.3 | 2.7 | [7 empty] | 1.(c) | Porin Prosessivoima Oy | Porin Prosessivoima Oy | 17081 | Titaanitie 1 |  | PORI | 28840 | 396 | 327 | 0 | 269 | n
FI | 2012 | FI124 | 2012FI124 | 2012-124 | 124 | Fingrid Oyj, Tahkoluoto Gas turbine 2 | PORI | Art 4(2) - new-new plants |  | 92 | Yes |  |  | 1.54 |  |  | 0.02 | 0.38 | 0.04
FI | 2012 | FI125 | 2012FI125 | 2012-125 | 125 | Fingrid Oyj, Tahkoluoto Gas turbine 1 | PORI | Art 4(2) - new-new plants |  | 92 | Yes |  |  | 1.56 |  |  | 0.08 | 0.43 | 0.06
FI | 2012 | FI134 | 2012FI134 | 2012-134 | 134 | Porin Prosessivoima Oy, Pyroflow Boiler | PORI | Art 4(3) - existing plants | CHP | 81 | No |  | 596.21 | 6.12 |  |  | 88 | 61.6 | 7.2 | [7 empty] | 1.(c) | Porin Prosessivoima Oy | Porin Prosessivoima Oy | 17081 | Titaanitie 1 |  | PORI | 28840 | 396 | 327 | 0 | 269 | n
FI | 2012 | FI84 | 2012FI84 | 2012-84 | 84 | Pori Energia Oy, Aittaluoto Power Plant, RT Boiler | PORI, PL 9, 28101 PORI | Art 4(3) - existing plants | CHP | 137 | No | 754.9 | 981.3 | 18.8 |  |  | 176.8 | 231.7 | 19.2 | [7 empty] | 1.(c) | Pori Energia Oy, Aittaluodon voimalaitos | Pori Energia Oy, Aittaluodon voimalaitos | 7295 | Kuninkaanlahdenkatu |  | PORI | 28100 | 329 | 257 | 0 | 175 | p
FI | 2012 | FI116 | 2012FI116 | 2012-116 | 116 | Pori Energia Oy, Aittaluoto power plant, R Boiler | PORI, PL 9, 28101 PORI | Art 4(3) - existing plants | CHP | 105 | No | 145.26 | 580.5 | 8.87 |  |  | 55.4 | 87.1 | 3.1 | [7 empty] | 1.(c) | Pori Energia Oy, Aittaluodon voimalaitos | Pori Energia Oy, Aittaluodon voimalaitos | 7295 | Kuninkaanlahdenkatu |  | PORI | 28100 | 329 | 257 | 0 | 175 | p
FI | 2012 | FI1 | 2012FI1 | 2012-1 | 1 | Fortum Power and Heat Oy, Meri-Pori power plant, Boiler | PORI, PL 90 28900 PORI | Art 4(2) - new-new plants | ESI | 1300 | No |  | 7765 | 66.6 |  |  | 269.6 | 438 | 5.6 | [7 empty] | 1.(c) | Fortum Power and Heat Oy, Meri-Porin voimalaitos | Fortum Power and Heat Oy, Meri-Porin voimalaitos | 7297 | Tahkoluoto |  | PORI | 28900 | 438 | 270 | 0 | 727 | p
FI | 2012 | FI11 | 2012FI11 | 2012-11 | 11 | PVO Lämpövoima Oy, Tahkoluoto power plant, Boiler | PORI, Tahkoluoto 28900 PORI | Art 4(3) - existing plants |  | 560 | No |  | 2949.1 | 29.37 |  |  | 61.62 | 257.18 | 11.41 | [7 empty] | 1.(c) | PVO Lämpövoima Oy, Tahkoluodon voimalaitos | PVO Lämpövoima Oy, Tahkoluodon voimalaitos | 7288 | TAHKOLUOTO |  | PORI | 28900 | 295 | 154 | 0 | 304 | p
FI | 2012 | FI148 | 2012FI148 | 2012-148 | 148 | Fingrid Oyj, Porvoo, Gas turbine 1 | PORVOO | Art 4(2) - new-new plants |  | 73 | Yes |  |  | 2.01 |  |  | 0.05 | 0.37 | 0.01
FI | 2012 | FI149 | 2012FI149 | 2012-149 | 149 | Fingrid Oyj, Porvoo, Gas turbine 2 | PORVOO | Art 4(2) - new-new plants |  | 73 | Yes |  |  | 0.87 |  |  | 0.04 | 0.31 | 0.01
FI | 2012 | FI35 | 2012FI35 | 2012-35 | 35 | Neste Oil Oyj, Porvoo refinery, Gas turbine 3 (KTVL 3, 211+56 MW) | PORVOO, 06101 PORVOO | Art 4(2) - new-new plants | Refineries | 267 | Yes |  |  |  | 4756 |  |  | 116 | [8 empty] | 1.(a) | Neste Oil Oyj, Porvoon jalostamo | Neste Oil Oyj, Porvoon jalostamo | 7303 | Jalostamontie |  | PORVOO | 06850 | 2600 | 5320 | 0 | 2830 | n
FI | 2012 | FI67 | 2012FI67 | 2012-67 | 67 | Neste Oil Oyj, Porvoo refinery, Gas turbine 2 (KTVL 2, 132+40 MW) | PORVOO, 06101 PORVOO | Art 4(2) - new-new plants | Refineries | 172 | Yes |  |  | 1 | 2551 |  |  | 140 | [8 empty] | 1.(a) | Neste Oil Oyj, Porvoon jalostamo | Neste Oil Oyj, Porvoon jalostamo | 7303 | Jalostamontie |  | PORVOO | 06850 | 2600 | 5320 | 0 | 2830 | n
FI | 2012 | FI72 | 2012FI72 | 2012-72 | 72 | Neste Oil Oyj, Porvoo refinery, Boiler K1 (BF-14001) | PORVOO, 06101 PORVOO | Art 4(3) - existing plants | Refineries | 165 | No |  |  | 1128 | 1754 | 252 | 279 | 182 | 13 | [7 empty] | 1.(a) | Neste Oil Oyj, Porvoon jalostamo | Neste Oil Oyj, Porvoon jalostamo | 7303 | Jalostamontie |  | PORVOO | 06850 | 2600 | 5320 | 0 | 2830 | n
FI | 2012 | FI73 | 2012FI73 | 2012-73 | 73 | Neste Oil Oyj, Porvoo refinery, Boiler K2 (BF-14002) | PORVOO, 06101 PORVOO | Art 4(3) - existing plants | Refineries | 165 | No |  |  | 901 | 1660 | 252 | 300 | 162 | 15 | [7 empty] | 1.(a) | Neste Oil Oyj, Porvoon jalostamo | Neste Oil Oyj, Porvoon jalostamo | 7303 | Jalostamontie |  | PORVOO | 06850 | 2600 | 5320 | 0 | 2830 | n
FI | 2012 | FI101 | 2012FI101 | 2012-101 | 101 | Neste Oil Oyj, Porvoo refinery, Boiler K5 (BF-6105) | PORVOO, PL 310, 06101 PORVOO | Art 4(3) - existing plants | Refineries | 120 | No |  |  |  | 820 |  | 0.4 | 44 | [8 empty] | 1.(a) | Neste Oil Oyj, Porvoon jalostamo | Neste Oil Oyj, Porvoon jalostamo | 7303 | Jalostamontie |  | PORVOO | 06850 | 2600 | 5320 | 0 | 2830 | n
FI | 2012 | FI114 | 2012FI114 | 2012-114 | 114 | Fingrid Oyj, Kilpilahti Gas turbine | PORVOO, PL 530, 00101 HELSINKI | Art 4(2) - new-new plants |  | 105 | Yes |  |  | 1.41 |  |  | 0.05 | 0.26 | 0.01
FI | 2012 | FI150 | 2012FI150 | 2012-150 | 150 | Porvoon Energia Oy, Tolkkinen power plant, Boiler 1 | PORVOO, PL 95, 06101 PORVOO | Art 4(3) - existing plants | CHP | 72 | No | 1046.74 |  | 2.77 |  |  | 3.6 | 125.9 | 2.1
FI | 2012 | FI75 | 2012FI75 | 2012-75 | 75 | Rautaruukki Oy, Raahe, Boiler 3 | RAAHE, 92101 RAAHE | Art 4(3) - existing plants | CHP | 160 | No |  |  | 304.8 |  | 2940.28 | 316.73 | 134.94 | 19.1 | [7 empty] | 2.(b) | RUUKKI METALS OY, Raahen terästehdas | RUUKKI METALS OY, Raahen terästehdas | 7377 | Rautaruukintie 155 |  | RAAHE | 92100 | 1670 | 1020 | 79.2 | 3720 | p
FI | 2012 | FI102 | 2012FI102 | 2012-102 | 102 | Rautaruukki Oyj, Raahe, Boiler 4 | RAAHE, Rautaruukintie 155, 92101 RAAHE | Art 4(1) - old-new plants | CHP | 120 | No |  |  | 165.57 |  | 2597.36 | 86.91 | 41.5 | 1.4 | [7 empty] | 2.(b) | RUUKKI METALS OY, Raahen terästehdas | RUUKKI METALS OY, Raahen terästehdas | 7377 | Rautaruukintie 155 |  | RAAHE | 92100 | 1670 | 1020 | 79.2 | 3720 | p
FI | 2012 | FI120 | 2012FI120 | 2012-120 | 120 | Rauman voima Oy, Boiler HK4 | RAUMA | Art 4(2) - new-new plants | CHP | 97 | No |  |  | 56.4 |  |  | 26.29 | 9.59 | 7 | [7 empty] | 1.(c) | Rauman Voima Oy | Rauman Voima Oy | 17086 | Tikkalantie 1 |  | RAUMA | 26100 | 752 | 222 | 0 | 599 | l
FI | 2012 | FI63 | 2012FI63 | 2012-63 | 63 | Rauman voima Oy, Boiler HK5 | RAUMA, 26101 RAUMA | Art 4(2) - new-new plants | CHP | 178 | No | 2576.3 | 698.6 | 13.77 |  |  | 69.44 | 456.53 | 10.22 | [7 empty] | 1.(c) | Rauman Voima Oy | Rauman Voima Oy | 17086 | Tikkalantie 1 |  | RAUMA | 26100 | 752 | 222 | 0 | 599 | l
FI | 2012 | FI83 | 2012FI83 | 2012-83 | 83 | Rauman voima Oy, Boiler HK6 | RAUMA, PL 95, 26101 RAUMA | Art 4(2) - new-new plants | CHP | 145 | No | 1824 | 357.5 | 4.16 |  |  | 125.85 | 285.76 | 9.41 | [7 empty] | 1.(c) | Rauman Voima Oy | Rauman Voima Oy | 17086 | Tikkalantie 1 |  | RAUMA | 26100 | 752 | 222 | 0 | 599 | l
FI | 2012 | FI157 | 2012FI157 | 2012-157 | 157 | Rauman voima Oy, Boiler SK2 | RAUMA, PL 95, 26101 RAUMA | Art 4(3) - existing plants | CHP | 67 | No | [15 empty] | 1.(c) | Rauman Voima Oy | Rauman Voima Oy | 17086 | Tikkalantie 1 |  | RAUMA | 26100 | 752 | 222 | 0 | 599 | l
FI | 2012 | FI176 | 2012FI176 | 2012-176 | 176 | M-Real Oyj, Simpele, Boiler 2 | RAUTJÄRVI | Art 4(3) - existing plants | CHP | 60 | No |  |  | 26.32 |  |  | 13.44 | 3.84 | 0.2688
FI | 2012 | FI93 | 2012FI93 | 2012-93 | 93 | M-Real Oyj, Simpele Mill, Boiler 1 | RAUTJÄRVI, Kenraalintie 1, 56800 SIMPELE | Art 4(3) - existing plants | CHP | 127 | No | 1316.6 | 599.83 | 7.55 |  |  | 97.92 | 177.79 | 1.2812
FI | 2012 | FI135 | 2012FI135 | 2012-135 | 135 | Järvi-Suomen Voima Oy, Boiler | RISTIINA | Art 4(1) - old-new plants | CHP | 80 | No | 1179.98 |  | 1.36 |  |  |  | 111.4 | 2.4
FI | 2012 | FI103 | 2012FI103 | 2012-103 | 103 | Rovaniemen Energia Oy, Power plant Boiler | ROVANIEMI, Lampelankatu 24, 96300 ROVANIEMI | Art 4(2) - new-new plants | CHP | 120 | No | 956.55 | 1418.45 | 4.09 |  |  | 249.68 | 250.82 | 19.74 | [7 empty] | 1.(c) | Rovaniemen Energia Oy, Suosiolan voimalaitos | Rovaniemen Energia Oy, Suosiolan voimalaitos | 8334 | Lampelankatu 24 |  | ROVANIEMI | 96300 | 335 | 322 | 0 | 297 | p
FI | 2012 | FI132 | 2012FI132 | 2012-132 | 132 | Järvi-Suomen Voima Oy, Savonlinna Power Plant, boiler | SAVONLINNA, Schaumanintie 1, 57200 SAVONLINNA |  | CHP | 83 | NO | 1247.8 | 113.6 | 1.37 |  |  | 29.5 | 86.5 | 4.1 | [7 empty] | 1.(c) | JÄRVI-SUOMEN VOIMA OY SAVONLINNAN VOIMALA | JÄRVI-SUOMEN VOIMA OY SAVONLINNAN VOIMALA | 9026 | Schaumanintie 1 |  | SAVONLINNA | 57200 | 0 | 0 | 0 | 0 | p
FI | 2012 | FI24 | 2012FI24 | 2012-24 | 24 | Vaskiluodon Voima Oy, Seinäjoki power plant, Boiler 1 | SEINÄJOKI, Sevontie 1 60200 SEINÄJOKI | Art 4(1) - old-new plants | CHP | 325 | No | 1773.06 | 3140.56 | 16.3 |  |  | 506.6 | 431.7 | 34.46 | [7 empty] | 1.(c) | Vaskiluodon Voima Oy, Seinäjoen turvevoimalaitos | Vaskiluodon Voima Oy, Seinäjoen turvevoimalaitos | 7435 | Sevontie 1 |  | SEINÄJOKI | 60200 | 433 | 510 | 0 | 533 | p
FI | 2012 | FI29 | 2012FI29 | 2012-29 | 29 | Tampereen Sähkölaitos, Naistenlahti power plant, NSL 1 Gas turbine | TAMPERE, PL 175, 33101 TAMPERE | Art 4(2) - new-new plants | CHP | 300 | Yes |  |  | 0.08 | 3926.5 |  | 0 | 122.8 | 0 | [7 empty] | 1.(c) | TAMPEREEN ENERGIANTUOTANTO OY, NAISTENLAHDEN VOIMALAITOS | TAMPEREEN ENERGIANTUOTANTO OY, NAISTENLAHDEN VOIMALAITOS | 7662 | Rauhaniementie 13 |  | TAMPERE | 33100 | 689 | 329 | 0 | 682 | n
FI | 2012 | FI55 | 2012FI55 | 2012-55 | 55 | Tampereen Sähkölaitos, Naistenlahti power plant, NSL 2 | TAMPERE, PL 175, 33101 TAMPERE | Art 4(3) - existing plants | CHP | 200 | No | 2421.6 | 1881.1 | 4.24 | 29.5 |  | 328.5 | 566 | 13 | [7 empty] | 1.(c) | TAMPEREEN ENERGIANTUOTANTO OY, NAISTENLAHDEN VOIMALAITOS | TAMPEREEN ENERGIANTUOTANTO OY, NAISTENLAHDEN VOIMALAITOS | 7662 | Rauhaniementie 13 |  | TAMPERE | 33100 | 689 | 329 | 0 | 682 | n
FI | 2012 | FI69 | 2012FI69 | 2012-69 | 69 | Tampereen Energiantuotanto Oy, P3 Gas turbine 1 | TAMPERE, PL 175, 33101 TAMPERE | Art 4(1) - old-new plants | CHP | 168 | Yes |  |  |  | 2134.2 |  |  | 98.9 | 0 | [7 empty] | 1.(c) | TAMPEREEN ENERGIANTUOTANTO OY, NAISTENLAHDEN VOIMALAITOS | TAMPEREEN ENERGIANTUOTANTO OY, NAISTENLAHDEN VOIMALAITOS | 7662 | Rauhaniementie 13 |  | TAMPERE | 33100 | 689 | 329 | 0 | 682 | l
FI | 2012 | FI70 | 2012FI70 | 2012-70 | 70 | Tampereen Energiantuotanto Oy, P4 Gas turbine 2 | TAMPERE, PL 175, 33101 TAMPERE | Art 4(1) - old-new plants | CHP | 168 | Yes |  |  |  | 1848.8 |  |  | 66.9 | 0 | [7 empty] | 1.(c) | TAMPEREEN ENERGIANTUOTANTO OY, NAISTENLAHDEN VOIMALAITOS | TAMPEREEN ENERGIANTUOTANTO OY, NAISTENLAHDEN VOIMALAITOS | 7662 | Rauhaniementie 13 |  | TAMPERE | 33100 | 689 | 329 | 0 | 682 | l
FI | 2012 | FI155 | 2012FI155 | 2012-155 | 155 | M-real Oyj, Tako Board, P3 Boiler 3 | TAMPERE, PL 208, 33101 TAMPERE | Art 4(3) - existing plants | CHP | 68 | No |  |  |  | 1213.5 |  | 0.03 | 55.82
FI | 2012 | FI193 | 2012FI193 | 2012-193 | 193 | Fingrid Oyj Tolkkinen, Gas turbine 1 73 MW | TOLKKINEN | Art 4(3) - existing plants |  | 73 | Yes |  |  | 3.42 |  |  | 0.05 | 0.37 | 0.01
FI | 2012 | FI194 | 2012FI194 | 2012-194 | 194 | Fingrid Oyj Tolkkinen, Gas turbine 2 73 MW | TOLKKINEN | Art 4(3) - existing plants |  | 73 | Yes |  |  | 2.38 |  |  | 0.04 | 0.31 | 0.01
FI | 2012 | FI191 | 2012FI191 | 2012-191 | 191 | Fingrid Oyj Tolkkinen, Gas turbine 3 73 MW | TOLKKINEN | Art 4(2) - new-new plants |  | 73 | Yes |  |  | 1.51 |  |  | 0.28 | 0.04 | 0.01
FI | 2012 | FI192 | 2012FI192 | 2012-192 | 192 | Fingrid Oyj Tolkkinen, Gas turbine 4 73 MW | TOLKKINEN | Art 4(2) - new-new plants |  | 73 | Yes |  |  | 0.89 |  |  | 0.02 | 0.17 | 0.01
FI | 2012 | FI82 | 2012FI82 | 2012-82 | 82 | Tornion voima Oy, Power plant boiler | TORNIO, Outokumpu Tornion tehtaat Röyttä, 95400 TORNIO | Art 4(2) - new-new plants | CHP | 145 | No | 987.38 | 1655.12 | 2.38 |  | 227.17 | 160.75 | 172.08 | 17.38 | [7 empty] | 1.(c) | Tornion Voima Oy, Tornion voimalaitos | Tornion Voima Oy, Tornion voimalaitos | 67512 | Outokumpu, Tornion tehtaat, Röyttä |  | TORNIO | 95400 | 172 | 161 | 0 | 291 | p
FI | 2012 | FI126 | 2012FI126 | 2012-126 | 126 | Fingrid Oyj, Vaasa Gas turbine plant, KWU | VAASA | Art 4(1) - old-new plants |  | 92 | Yes |  |  | 1.37 |  |  |  | 0.26 | 0.01
FI | 2012 | FI6 | 2012FI6 | 2012-6 | 6 | Vaskiluodon Voima Oy, Boiler VL 2 | VAASA, Frilundintie 7 65170 VAASA | Art 4(3) - existing plants | CHP | 615 | No | 10.36 | 9600 | 21.5 |  |  | 295.85 | 1333.44 | 9.65 | [7 empty] | 1.(c) | Vaskiluodon Voima Oy | Vaskiluodon Voima Oy | 7732 | Reinikatu 1 |  | VAASA | 65170 | 1330 | 298 | 0 | 901 | p
FI | 2012 | FI16 | 2012FI16 | 2012-16 | 16 | PVO-Huippuvoima Oy, Vaasa power plant, POR boiler | VAASA, Frilundintie 7 65170 VAASA | Art 4(3) - existing plants |  | 430 | No |  |  | 4 |  |  | 1.9 | 0.9 | 0.1
FI | 2012 | FI165 | 2012FI165 | 2012-165 | 165 | Vaasan Sähkö Oy, Palosaaren silta, Boiler 2: Witermo 1 + 2 | VAASA, Kirkkopuistikko 0 PL 26, 65100 VAASA | Art 4(3) - existing plants | CHP | 66 | No |  |  | 65.53 |  |  | 30.29 | 15.86 | 0.65
FI | 2012 | FI178 | 2012FI178 | 2012-178 | 178 | Vaasan Sähkö Oy, Palosaaren silta, Boiler 1 | VAASA, Kirkkopuistikko 0 PL 26, 65100 VAASA | Art 4(1) - old-new plants | CHP | 57 | No |  |  | 5.92 |  |  | 2.65 | 1 | 0.09
FI | 2012 | FI179 | 2012FI179 | 2012-179 | 179 | Avilon Oy, Boiler 5 | VALKEAKOSKI, PL 24, 37601 VALKEAKOSKI | Art 4(3) - existing plants | CHP | 56.5 | No | [15 empty] | 4.(a) | AVILON OY ent. KUITU FINLAND OY ent. SÄTERI OY, Viskoosikuidun valmistus | AVILON OY ent. KUITU FINLAND OY ent. SÄTERI OY, Viskoosikuidun valmistus | 7739 | Säterintie 8 |  | VALKEAKOSKI | 37600 | 0 | 0 | 0 | 0 | p
FI | 2012 | FI185 | 2012FI185 | 2012-185 | 185 | Avilon Oy, Boiler 1 | VALKEAKOSKI, PL 24, 37601 VALKEAKOSKI | Art 4(2) - new-new plants | CHP | 50.5 | No | [15 empty] | 4.(a) | AVILON OY ent. KUITU FINLAND OY ent. SÄTERI OY, Viskoosikuidun valmistus | AVILON OY ent. KUITU FINLAND OY ent. SÄTERI OY, Viskoosikuidun valmistus | 7739 | Säterintie 8 |  | VALKEAKOSKI | 37600 | 0 | 0 | 0 | 0 | p
FI | 2012 | FI119 | 2012FI119 | 2012-119 | 119 | UPM-Kymmene Oyj, Tervasaari, P1 Boiler CE II | VALKEAKOSKI, PL 39, 37601 VALKEAKOSKI | Art 4(3) - existing plants | CHP | 98 | No | [6 empty] | 77.3 | [8 empty] | 6.(a) | UPM-KYMMENE OYJ , TERVASAARI | UPM-KYMMENE OYJ , TERVASAARI | 7737 | Tehtaankatu 3 |  | VALKEAKOSKI | 37600 | 396 | 153 | 0 | 389 | p
FI | 2012 | FI129 | 2012FI129 | 2012-129 | 129 | UPM-Kymmene Oyj, Tervasaari, P13 Boiler K2 | VALKEAKOSKI, PL 39, 37601 VALKEAKOSKI | Art 4(2) - new-new plants | CHP | 84.6 | No | 1710.17 | 787.61 |  | 131.6 |  | 152.6 | 281.1 | 9.6 | [7 empty] | 6.(a) | UPM-KYMMENE OYJ , TERVASAARI | UPM-KYMMENE OYJ , TERVASAARI | 7737 | Tehtaankatu 3 |  | VALKEAKOSKI | 37600 | 396 | 153 | 0 | 389 | p
FI | 2012 | FI41 | 2012FI41 | 2012-41 | 41 | Vantaan Energia Oy, Martinlaakso power plant, Boiler 2 | VANTAA, PL 95 01301 VANTAA | Art 4(3) - existing plants | CHP | 230 | No |  | 5415 |  | 178 |  | 874 | 1030.7 | 5.6 | [7 empty] | 1.(c) | Vantaan Energia Oy, Martinlaakson voimalaitos | Vantaan Energia Oy, Martinlaakson voimalaitos | 6188 | MARTINKYLÄNTIE 19 |  | VANTAA | 01620 | 1270 | 874 | 0 | 674 | n
FI | 2012 | FI43 | 2012FI43 | 2012-43 | 43 | VANTAAN ENERGIA OY Gas turbine Mar4 | VANTAA, PL 95 01301 VANTAA | Art 4(1) - old-new plants | CHP | 220 | Yes |  |  |  | 1976 |  |  | 92.5 | [8 empty] | 1.(c) | Vantaan Energia Oy, Martinlaakson voimalaitos | Vantaan Energia Oy, Martinlaakson voimalaitos | 6188 | MARTINKYLÄNTIE 19 |  | VANTAA | 01620 | 1270 | 874 | 0 | 674 | n
FI | 2012 | FI56 | 2012FI56 | 2012-56 | 56 | Vantaan Energia Oy, Martinlaakso power plant, Boiler 1 (Tampella) | VANTAA, PL 95 01301 VANTAA | Art 4(3) - existing plants | CHP | 196 | No |  |  |  | 971 |  |  | 145.7 | [8 empty] | 1.(c) | Vantaan Energia Oy, Martinlaakson voimalaitos | Vantaan Energia Oy, Martinlaakson voimalaitos | 6188 | MARTINKYLÄNTIE 19 |  | VANTAA | 01620 | 1270 | 874 | 0 | 674 | n
FI | 2012 | FI156 | 2012FI156 | 2012-156 | 156 | Vantaan Energia Oy, Martinlaakso, Boiler 3 | VANTAA, PL 95, 01301 VANTAA | Art 4(3) - existing plants | CHP | 68 | No | [15 empty] | 1.(c) | Vantaan Energia Oy, Martinlaakson voimalaitos | Vantaan Energia Oy, Martinlaakson voimalaitos | 6188 | MARTINKYLÄNTIE 19 |  | VANTAA | 01620 | 1270 | 874 | 0 | 674 | n
FI | 2012 | FI79 | 2012FI79 | 2012-79 | 79 | Stora Enso Oyj, Varkaus Mill, Boiler 5 | VARKAUS | Art 4(1) - old-new plants | CHP | 150 | No | [15 empty] | 6.(b) | Stora Enso Oyj, Varkauden tehtaat | Stora Enso Oyj, Varkauden tehtaat | 7249 | Ahlströminkatu 26-28 |  | VARKAUS | 78250 | 746 | 169 | 151 | 712 | n
FI | 2012 | FI80 | 2012FI80 | 2012-80 | 80 | Stora Enso Oyj, Varkaus Mill, Boiler 6 | VARKAUS | Art 4(1) - old-new plants | CHP | 150 | No | 2187 | 274 | 4.3 |  |  | 37.9 | 290.4 | 11 | [7 empty] | 6.(b) | Stora Enso Oyj, Varkauden tehtaat | Stora Enso Oyj, Varkauden tehtaat | 7249 | Ahlströminkatu 26-28 |  | VARKAUS | 78250 | 746 | 169 | 151 | 712 | n
[39 empty] | 194 | total
[39 empty] | 99 | p
[39 empty] | 31 | n
[39 empty] | 1 | m
[39 empty] | 6 | l
Note on U2: Ioanna Kourti: Comments prefixed with "AMEC" are comments by AMEC.
Note on Z2: Ioanna Kourti: Notes in this column which state a pollutant indicate that the ELVs for that pollutants do not apply until the specified date.

## FR
[28 empty] | E-PRTR | [10 empty] | method (p=postal code, n=plants'/facilities' names and addresses, m=manually, l=same linkage as for 2008 data)
MS | Year | Master LCP ID | Unique ID | ID per MS | Plant Number | Plant name | Plant location | Status of the plant | Sector | MWth | Gas turbine | Biomass (TJ) | Other solid fuels (TJ) | Liquid fuels (TJ) | Natural gas (TJ) | Other gases (TJ) | SO2 (t) | NOx (t) | Dust (t) | Further explanations or comments by MS | NERP | TNP | IED Article 33 potential opt-outs | Small isolated systems | Accession Treaty | Currently closed? - Year of closure if known | ActivityCode | ParentCompanyName | FacilityName | FacilityID | StreetName | BuildingNumber | City | PostalCode | NOX(t) | SOX(t) | PM10(t) | CO2(kt)
FR | 2012 | FR224 | 2012FR224 | 2012-224 | 224 | 3320 | AJACCIO | Art 4(2) - new-new plants | ESI | 70 | yes | 0 | 0 | 125.5813 | 0 | 0 | 4.7793 | 11.1725 | 1.635 | [7 empty] | 1.(c) | EDF Corse Centrale du Vazzio | Centrale thermique du VAZZIO | 4929 | ZI du VAZZIO |  | AJACCIO | 20090 | 3750 | 1160 | 152 | 506 | m
FR | 2012 | FR176 | 2012FR176 | 2012-176 | 176 | 2470 | ALIZAY | Art 4(3) - existing plants | Other (non refineries) | 90 | no | 219.3761 | 0 | 0 | 1.62 | 0 | 1.106 | 30.03 | 1.366
FR | 2012 | FR146 | 2012FR146 | 2012-146 | 146 | 2010 | AMBES | Art 4(1) - old-new plants | Other (non refineries) | 57.8 | no | 0 | 0 | 0 | 53.9793 | 0 | 0.02699 | 3.2388 | 0.048581
FR | 2012 | FR221 | 2012FR221 | 2012-221 | 221 | 3290 | AMIENS | Art 4(2) - new-new plants | Other (non refineries) | 75.1 | yes | 0 | 0 | 0 | 1034.6748 | 0 | 1.257 | 27.049 | 0.449
FR | 2012 | FR244 | 2012FR244 | 2012-244 | 244 | 3530 | AMIENS | Art 4(1) - old-new plants | Other (non refineries) | 57.2 | no | 0 | 0 | 0 | 827.3967 | 0 | 0.4137 | 49.6438 | 0.74466
FR | 2012 | FR58 | 2012FR58 | 2012-58 | 58 | 0840 | ARAMON | Art 4(3) - existing plants | ESI | 3633.8 | no | 0 | 0 | 1813.1612 | 0 | 0.02756 | 459.134 | 607.3 | 8.2797 | [7 empty] | 1.(c) | EDF-DPIT | CPT d'Aramon | 4431 | 2010, route de Beaucaire |  | ARAMON | 30390 | 607 | 459 | 0 | 139 | m
FR | 2012 | FR8 | 2012FR8 | 2012-8 | 8 | 011A | ARTENAY | Art 4(3) - existing plants | Other (non refineries) | 107 | no | 0 | 0 | 0 | 982.7835 | 0 | 0.54053 | 58.967 | 0.146 | [7 empty] | 8.(b).(ii) | TEREOS | TEREOS | 5310 | Route de Paris |  | ARTENAY | 45410 | 100 | 0 | 0 | 154 | m
FR | 2012 | FR9 | 2012FR9 | 2012-9 | 9 | 011B | ARTENAY | Art 4(1) - old-new plants | Other (non refineries) | 82 | no | 0 | 0 | 0 | 482.3419 | 0 | 0.26529 | 28.9405 | 0.086 | [7 empty] | 8.(b).(ii) | TEREOS | TEREOS | 5310 | Route de Paris |  | ARTENAY | 45410 | 100 | 0 | 0 | 154 | m
FR | 2012 | FR14 | 2012FR14 | 2012-14 | 14 | 0210 | AUBERGENVILLE | Art 4(3) - existing plants | Other (non refineries) | 189 | no | 0 | 0 | 0 | 419.7358 | 0 | 0.20987 | 11.165 | 0.106 | [7 empty] | 1.(c) | RENAULT - Usine de Flins | Usine de Flins | 4339 | Bd Pierre Lefaucheux CS 30508 |  | AUBERGENVILLE | 78415 | 0 | 0 | 0 | 0 | m
FR | 2012 | FR48 | 2012FR48 | 2012-48 | 48 | 0650 | BAGNOLET | Art 4(3) - existing plants | CHP | 141.6 | no | 0 | 546.0365 | 16.48 | 0 | 0 | 205.1226 | 112.0089 | 0.74476 | [7 empty] | 1.(c) | Societe de Distribution de Chaleur de Bagnolet | Societe de Distribution de Chaleur de Bagnolet | 4395 | 9 à 15 Avenue des roses |  | BAGNOLET | 93170 | 112 | 205 | 0 | 0 | m
FR | 2012 | FR56 | 2012FR56 | 2012-56 | 56 | 0810 | BAGNOLS-SUR-CEZE | Art 4(3) - existing plants | Other (non refineries) | 101.1 | no | 0 | 0 | 36.6802 | 257.683 | 0 | 11.0169 | 20.7742 | 0.77341 | [7 empty] | 2.(f) | BAGNOLS DECAP | BAGNOLS DECAP | 18143 | ZA de Berret 148 avenue de l'Hermitage |  | BAGNOLS-SUR-CEZE | 30200 | 0 | 0 | 0 | 0 | m
FR | 2012 | FR218 | 2012FR218 | 2012-218 | 218 | 3250 | BAIE-MAHAULT | Art 4(2) - new-new plants | ESI | 446 | yes | 0 | 0 | 710.2081 | 0 | 0 | 15.971 | 156.176 | 5.998
FR | 2012 | FR142 | 2012FR142 | 2012-142 | 142 | 197B | BASSENS | Art 4(1) - old-new plants | Other (non refineries) | 115.8 | no | 0 | 1430.9942 | 0 | 220.6525 | 0 | 398.4864 | 242.1982 | 0.88353 | [7 empty] | 4.(a).(ix) | SIMOREP ET COMPAGNIE | SIMOREP ET COMPAGNIE | 787 | rue Edouard Michelin |  | BASSENS | 33530 | 242 | 398 | 0 | 141 | l
FR | 2012 | FR235 | 2012FR235 | 2012-235 | 235 | 3430 | BAYET | Art 4(2) - new-new plants | ESI | 829 | no | 0 | 0 | 0 | 3027.6837 | 0 | 2.2129 | 70.9201 | 7.534 | [7 empty] | 1.(c) | 3CB | 3CB | 175491 | Lieu dit Les Primots |  | BAYET | 03500 | 0 | 0 | 0 | 173 | m
FR | 2012 | FR158 | 2012FR158 | 2012-158 | 158 | 2230 | BAZANCOURT | Art 4(3) - existing plants | Other (non refineries) | 247 | no | 0 | 0 | 0 | 2862.4802 | 0 | 1.4312 | 119.605 | 2.5762
FR | 2012 | FR104 | 2012FR104 | 2012-104 | 104 | 1510 | BEAUMONT-HAGUE | Art 4(3) - existing plants | Other (non refineries) | 81.6 | no | 0 | 0 | 517.7956 | 0 | 0 | 118.0453 | 55.08 | 4.3422 | [7 empty] | 1.(c) | AREVA NC LA HAGUE | Etablissement de LA HAGUE | 882 | Usine de LA HAGUE |  | BEAUMONT-HAGUE | 50444 | 137 | 0 | 0 | 0 | m
FR | 2012 | FR210 | 2012FR210 | 2012-210 | 210 | 312A | BEINHEIM | Art 4(3) - existing plants | Other (non refineries) | 125.2 | no | 27.8446 | 0 | 0 | 1203.9651 | 0 | 0.81189 | 92.3857 | 1.1086 | [7 empty] | 8.(b).(ii) | ROQUETTE FRERES | ROQUETTE Frères | 4476 | Route du Rhin - CS 20004 |  | BEINHEIM | 67930 | 237 | 203 | 0 | 0 | m
FR | 2012 | FR211 | 2012FR211 | 2012-211 | 211 | 312B | BEINHEIM | Art 4(2) - new-new plants | Other (non refineries) | 50 | no | 1141.8022 | 0 | 0 | 0 | 0 | 0.17 | 105.06 | 0.184 | [7 empty] | 8.(b).(ii) | ROQUETTE FRERES | ROQUETTE Frères | 4476 | Route du Rhin - CS 20004 |  | BEINHEIM | 67930 | 237 | 203 | 0 | 0 | m
FR | 2012 | FR118 | 2012FR118 | 2012-118 | 118 | 171A | BERRE-L'ETANG | Art 4(3) - existing plants | Other (non refineries) | 284 | no | 0 | 0 | 4015.8643 | 0 | 1077.971 | 1638.3 | 615.7 | 55.3
FR | 2012 | FR119 | 2012FR119 | 2012-119 | 119 | 171B | BERRE-L'ETANG | Art 4(3) - existing plants | Other (non refineries) | 366 | no | 0 | 0 | 1042.657 | 0 | 2106.689 | 431.1 | 278.1 | 26
FR | 2012 | FR120 | 2012FR120 | 2012-120 | 120 | 1720 | BERRE-L'ETANG | Art 4(3) - existing plants | Refineries | 590 | no | 0 | 0 | 609.5708 | 0 | 862.9654 | 288.7 | 145.5 | 8.6351
FR | 2012 | FR2 | 2012FR2 | 2012-2 | 2 | 0020 | BESANCON | Art 4(3) - existing plants | CHP | 119.2 | no | 129.4679 | 134.4379 | 135.83 | 35.9541 | 0 | 142.7719 | 65.238 | 4.005 | [7 empty] | 1.(c) | SEVE | SEVE | 1253 | 16, rue Edouard BELIN |  | BESANCON | 25000 | 0 | 0 | 0 | 0 | m
FR | 2012 | FR149 | 2012FR149 | 2012-149 | 149 | 2090 | BESSE-SUR-BRAYE | Art 4(3) - existing plants | Other (non refineries) | 78.3 | no | 0 | 0 | 0 | 1221.427 | 0 | 0.53237 | 73.2856 | 1.0993 | [7 empty] | 6.(b) | ARJOWIGGINS | ARJO WIGGINS Papiers Couchés S.A.S. | 4126 | 17, rue du 8 Mai - BP 03 |  | BESSE-SUR-BRAYE | 72310 | 0 | 0 | 0 | 0 | m
FR | 2012 | FR215 | 2012FR215 | 2012-215 | 215 | 3180 | BESSE-SUR-BRAYE | Art 4(1) - old-new plants | Other (non refineries) | 98 | no | 0 | 0 | 0 | 1.0914 | 0 | 0.0005861 | 0.065485 | 0.00098228 | [7 empty] | 6.(b) | ARJOWIGGINS | ARJO WIGGINS Papiers Couchés S.A.S. | 4126 | 17, rue du 8 Mai - BP 03 |  | BESSE-SUR-BRAYE | 72310 | 0 | 0 | 0 | 0 | m
FR | 2012 | FR147 | 2012FR147 | 2012-147 | 147 | 2030 | BIGANOS | Art 4(3) - existing plants | Other (non refineries) | 125 | no | 0 | 0 | 0 | 0 | 0 | 0 | 0 | 0
FR | 2012 | FR236 | 2012FR236 | 2012-236 | 236 | 3440 | BIGANOS | Art 4(2) - new-new plants | Other (non refineries) | 140 | no | 4010.454 | 0 | 0 | 43.7904 | 0 | 1.23 | 198.445 | 5.91
FR | 2012 | FR241 | 2012FR241 | 2012-241 | 241 | 3490 | BLAGNAC | Art 4(1) - old-new plants | Other (non refineries) | 76.8 | no | 0 | 0 | 0 | 120.852 | 0 | 0.060426 | 7.2511 | 0.10877
FR | 2012 | FR49 | 2012FR49 | 2012-49 | 49 | 0660 | BOBIGNY | Art 4(3) - existing plants | CHP | 62.4 | no | 0 | 0 | 3.5996 | 154.044 | 0 | 1.1593 | 9.8546 | 0.14937
FR | 2012 | FR78 | 2012FR78 | 2012-78 | 78 | 1140 | BOIRY-SAINTE-RICTRUDE | Art 4(3) - existing plants | Other (non refineries) | 206 | no | 0 | 0 | 0 | 1337.0083 | 0 | 1.4841 | 100.2756 | 1.2033
FR | 2012 | FR80 | 2012FR80 | 2012-80 | 80 | 1200 | BOUCHAIN | Art 4(3) - existing plants | ESI | 700 | no | 0 | 6756.5124 | 257.9971 | 48.7755 | 0 | 2180.883 | 1979.6 | 385.2 | [7 empty] | 1.(c) | UPTI - CPT de BOUCHAIN | Centre de Production Thermique EDF de BOUCHAIN | 4697 | 476, Allée de la Vigilence |  | BOUCHAIN | 59111 | 1980 | 2180 | 308 | 677 | m
FR | 2012 | FR67 | 2012FR67 | 2012-67 | 67 | 100B | BREBIERES | Art 4(1) - old-new plants | Other (non refineries) | 132 | no | 0 | 0 | 14.469 | 735.8355 | 0 | 0.469 | 45.597 | 0.32 | [7 empty] | 6.(b) | STORA ENSO CORBEHEM | STORA ENSO CORBEHEM | 4793 | Rue de Corbehem BP 2 |  | BREBIERES | 62117 | 0 | 0 | 0 | 0 | m
FR | 2012 | FR192 | 2012FR192 | 2012-192 | 192 | 2660 | BUCY-LE-LONG | Art 4(3) - existing plants | Other (non refineries) | 116 | no | 0 | 0 | 0 | 1351.677 | 0 | 0.58392 | 101.3758 | 0.8625 | [7 empty] | 8.(b).(ii) | Tereos - Etablissement de Bucy Le Long | Etablissement de Bucy Le Long | 668 | route de Soissons |  | BUCY-LE-LONG | 02880 | 148 | 0 | 0 | 140 | m
FR | 2012 | FR105 | 2012FR105 | 2012-105 | 105 | 1530 | CAGNY | Art 4(3) - existing plants | Other (non refineries) | 117 | no | 0 | 0 | 2.8352 | 860.5172 | 0 | 0.58765 | 52.1697 | 0.35188 | [7 empty] | 8.(b).(ii) | Saint Louis Sucre SNC | Saint Louis Sucre Site de Cagny | 860 | Route de Paris |  | CAGNY | 14630 | 0 | 0 | 0 | 0 | m
FR | 2012 | FR143 | 2012FR143 | 2012-143 | 143 | 1980 | CENON | Art 4(3) - existing plants | CHP | 69.75 | no | 0 | 0 | 0 | 99.1008 | 0 | 0.04955 | 5.946 | 0.089191 | [7 empty] | 5.(b) | Rive Droite Environnement | COMPLEXE THERMIQUE DES HAUTS DE GARONNE | 799 | U.V.E. DE CENON RUE JEAN COCTEAU |  | CENON | 33150 | 0 | 0 | 0 | 101 | m
FR | 2012 | FR168 | 2012FR168 | 2012-168 | 168 | 237A | CHALAMPE | Art 4(3) - existing plants | Other (non refineries) | 400 | no | 12.7671 | 0 | 2141.7245 | 2319.0211 | 0 | 0.45781 | 347.6659 | 0.97635
FR | 2012 | FR169 | 2012FR169 | 2012-169 | 169 | 237B | CHALAMPE | Art 4(1) - old-new plants | Other (non refineries) | 110 | no | 0 | 0 | 0 | 2516.9287 | 0 | 1.8019 | 88.0309 | 2.2652
FR | 2012 | FR171 | 2012FR171 | 2012-171 | 171 | 240A | CHALAMPE | Art 4(3) - existing plants | Other (non refineries) | 139.8 | no | 0 | 0 | 0 | 250.1254 | 2264.8405 | 1.5117 | 202.2587 | 1.9461
FR | 2012 | FR172 | 2012FR172 | 2012-172 | 172 | 240B | CHALAMPE | Art 4(1) - old-new plants | Other (non refineries) | 147.5 | no | 0 | 0 | 0 | 302.8146 | 1320.6176 | 1.0606 | 151.1696 | 0.44559
FR | 2012 | FR55 | 2012FR55 | 2012-55 | 55 | 0800 | CHALON-SUR-SAONE | Art 4(3) - existing plants | CHP | 69.2 | no | 89.4764 | 14.5025 | 27.7256 | 237.8458 | 0 | 24.0421 | 39.1998 | 2.9174
FR | 2012 | FR100 | 2012FR100 | 2012-100 | 100 | 1430 | CHAMBERY | Art 4(1) - old-new plants | CHP | 86.6 | no | 0 | 0 | 17.3183 | 280.2809 | 0 | 8.7993 | 20.7827 | 0.49298
FR | 2012 | FR93 | 2012FR93 | 2012-93 | 93 | 1330 | CHAMPAGNE-AU-MONT-D'OR | Art 4(3) - existing plants | CHP | 61.94 | no | 186.4071 | 0 | 2.5402 | 83.2644 | 0 | 1.3255 | 40.6589 | 0.19061
FR | 2012 | FR157 | 2012FR157 | 2012-157 | 157 | 2190 | CHAPELLE-SAINT-LUC | Art 4(3) - existing plants | Other (non refineries) | 70.8 | no | 0 | 0 | 0 | 264.487 | 0 | 0.13224 | 15.8692 | 0.23804 | [7 empty] | 2.(f) | MEFRO WHEELS FRANCE | MEFRO WHEELS FRANCE | 1111 | 5 , avenue du président COTY |  | CHAPELLE-SAINT-LUC | 10600 | 0 | 0 | 0 | 0 | m
FR | 2012 | FR126 | 2012FR126 | 2012-126 | 126 | 1770 | CHATEAU-ARNOUX-SAINT-AUBAN | Art 4(3) - existing plants | Other (non refineries) | 103 | no | 0 | 0 | 0 | 251.6664 | 0 | 0.12583 | 6.9082 | 0.2265
FR | 2012 | FR124 | 2012FR124 | 2012-124 | 124 | 176A | CHATEAUNEUF-LES-MARTIGUES | Art 4(3) - existing plants | Refineries | 688 | no | 0 | 0 | 1356.8497 | 125.3392 | 9867.4065 | 1306.4783 | 764.0996 | 43.7288
FR | 2012 | FR125 | 2012FR125 | 2012-125 | 125 | 176B | CHATEAUNEUF-LES-MARTIGUES | Art 4(1) - old-new plants | Refineries | 90 | no | 0 | 0 | 2.289 | 0 | 2067.0946 | 22.6108 | 131.57 | 1.9561
FR | 2012 | FR15 | 2012FR15 | 2012-15 | 15 | 0220 | CHESNAY | Art 4(3) - existing plants | CHP | 69.6 | no | 0 | 0 | 0 | 159.0821 | 0 | 0.079541 | 9.5449 | 0.14317
FR | 2012 | FR195 | 2012FR195 | 2012-195 | 195 | 278A | CHEVRIERES | Art 4(3) - existing plants | Other (non refineries) | 72.37 | no | 0 | 586.6173 | 0 | 0 | 0 | 262.6192 | 95.8258 | 6.0765 | [7 empty] | 8.(b).(ii) | TEREOS | TEREOS | 704 | Hameau de la sucrerie BP 90484 Chevrières |  | CHEVRIERES | 60617 | 107 | 263 | 0 | 0 | m
FR | 2012 | FR196 | 2012FR196 | 2012-196 | 196 | 278B | CHEVRIERES | Art 4(1) - old-new plants | Other (non refineries) | 71.14 | no | 0 | 0 | 0 | 334.7389 | 0 | 0.42663 | 15.6281 | 0.11892 | [7 empty] | 8.(b).(ii) | TEREOS | TEREOS | 704 | Hameau de la sucrerie BP 90484 Chevrières |  | CHEVRIERES | 60617 | 107 | 263 | 0 | 0 | m
FR | 2012 | FR246 | 2012FR246 | 2012-246 | 246 | 3550 | CLEON | Art 4(3) - existing plants | Other (non refineries) | 82.1 | no | 0 | 0 | 0 | 230.2592 | 0 | 0.11513 | 14.0797 | 0.13571 | [7 empty] | 1.(c) | RENAULT CLEON | RENAULT CLEON | 1167 | BP 105 |  | CLEON | 76410 | 0 | 0 | 0 | 0 | m
FR | 2012 | FR61 | 2012FR61 | 2012-61 | 61 | 0890 | CLERMONT-FERRAND | Art 4(3) - existing plants | Other (non refineries) | 120 | no | 0 | 0 | 5.8862 | 459.6408 | 0 | 4.06 | 22.267 | 0.24
FR | 2012 | FR32 | 2012FR32 | 2012-32 | 32 | 0450 | CLICHY | Art 4(3) - existing plants | CHP | 87.5 | no | 0 | 0 | 0 | 278.0354 | 0 | 0.13902 | 16.6821 | 0.25023
FR | 2012 | FR170 | 2012FR170 | 2012-170 | 170 | 2380 | COLMAR | Art 4(3) - existing plants | CHP | 77.6 | no | 115.7024 | 0 | 115.3944 | 71.6292 | 0 | 49.8376 | 35.5858 | 2.0289 | [7 empty] | 1.(c) | S.C.C.U | CENTRALE THERMIQUE | 190093 | 16 rue Henry Wilhelm |  | COLMAR | 68027 | 0 | 0 | 0 | 0 | m
FR | 2012 | FR62 | 2012FR62 | 2012-62 | 62 | 090A | COMMENTRY | Art 4(3) - existing plants | Other (non refineries) | 93 | no | 0 | 0 | 0 | 57.1773 | 0 | 0.028589 | 3.4306 | 0.05146
FR | 2012 | FR63 | 2012FR63 | 2012-63 | 63 | 090B | COMMENTRY | Art 4(1) - old-new plants | Other (non refineries) | 69 | no | 0 | 0 | 0 | 507.9936 | 0 | 0.254 | 30.4796 | 0.39261
FR | 2012 | FR161 | 2012FR161 | 2012-161 | 161 | 2260 | CONNANTRE | Art 4(3) - existing plants | Other (non refineries) | 283.5 | no | 0 | 0 | 1612.5293 | 0 | 0 | 650.2714 | 194.0325 | 44.6815 | [7 empty] | 8.(b).(ii) | TEREOS | TEREOS Sucrerie de Connantre | 1089 | Route de Mesnil Broussy |  | CONNANTRE | 51230 | 194 | 650 | 0 | 140 | m
FR | 2012 | FR213 | 2012FR213 | 2012-213 | 213 | 3150 | CORBEIL-ESSONNES | Art 4(3) - existing plants | Other (non refineries) | 75.4 | no | 0 | 0 | 0 | 114.9727 | 0 | 0.149 | 8.096 | 0.109 | [7 empty] | 1.(c) | Altis Semiconductor | ALTIS SEMICONDUCTOR | 4359 | 224, bd John Kennedy |  | CORBEIL-ESSONNES | 91105 | 0 | 0 | 0 | 0 | m
FR | 2012 | FR4 | 2012FR4 | 2012-4 | 4 | 005A | CORBEILLES | Art 4(1) - old-new plants | Other (non refineries) | 90 | no | 0 | 0 | 550.095 | 0 | 0 | 279.474 | 93.5161 | 23.104 | [7 empty] | 8.(b).(ii) | CRISTAL UNION | CRISTAL UNION Etablissement de CORBEILLES | 5327 | 43, rue de la Libération |  | CORBEILLES | 45490 | 124 | 370 | 0 | 0 | m
FR | 2012 | FR153 | 2012FR153 | 2012-153 | 153 | 2140 | CORDEMAIS | Art 4(3) - existing plants | ESI | 7889 | no | 0 | 48891.324 | 2843.5203 | 165.8522 | 0 | 3994.746 | 4618 | 28.4 | [7 empty] | 1.(c) | ELECTRICITE DE FRANCE | EDF - UP CORDEMAIS | 4147 | Unité de Production CORDEMAIS BP 13 |  | CORDEMAIS | 44360 | 4620 | 3990 | 0 | 4770 | m
FR | 2012 | FR33 | 2012FR33 | 2012-33 | 33 | 046B | COURBEVOIE | Art 4(1) - old-new plants | CHP | 206.512 | no | 0 | 0 | 453.995 | 0 | 0 | 39.4611 | 22.877 | 0.79164
FR | 2012 | FR42 | 2012FR42 | 2012-42 | 42 | 0570 | CRETEIL | Art 4(3) - existing plants | CHP | 51.34 | no | 0 | 0 | 18.2398 | 183.0918 | 0 | 0.96523 | 12.8095 | 0.064 | [7 empty] | 5.(a) | CRETEIL INCINERATION ENERGIE | CRETEIL INCINERATION ENERGIE | 4403 | 10/11 RUE DES MALFOURCHES |  | CRETEIL | 94034 | 0 | 0 | 0 | 239 | m
FR | 2012 | FR167 | 2012FR167 | 2012-167 | 167 | 2360 | DIDENHEIM | Art 4(3) - existing plants | CHP | 50.9 | no | 0 | 0 | 0.93776 | 131.6412 | 0 | 0.36067 | 8.0482 | 0.15009
FR | 2012 | FR137 | 2012FR137 | 2012-137 | 137 | 1880 | DOMBASLE-SUR-MEURTHE | Art 4(3) - existing plants | Other (non refineries) | 294.2 | no | 0 | 4838.4555 | 16.92 | 173.1506 | 0 | 1833 | 845 | 98.61 | [7 empty] | 4.(b).(iv) | SOLVAY CARBONATE France | SOLVAY CARBONATE France usine de Dombasle | 3979 | Rue Gabriel Péri BP1 |  | DOMBASLE-SUR-MEURTHE | 54110 | 845 | 1830 | 93.7 | 598 | m
FR | 2012 | FR59 | 2012FR59 | 2012-59 | 59 | 0870 | DONGES | Art 4(3) - existing plants | Refineries | 450 | no | 0 | 0 | 688.8422 | 0 | 11080.9857 | 381.8284 | 1114.2646 | 28.8418 | [7 empty] | 1.(a) | TOTAL Raffinage CHIMIE | TOTAL RAFFINAGE CHIMIE | 4145 | RAFFINERIE DE DONGES - BP 33 |  | DONGES | 44480 | 2140 | 3370 | 0 | 1290 | m
FR | 2012 | FR71 | 2012FR71 | 2012-71 | 71 | 1030 | DOUAI | Art 4(3) - existing plants | Other (non refineries) | 81.4 | no | 0 | 0 | 0 | 262.6236 | 0 | 0.13131 | 17.7271 | 0.23636
FR | 2012 | FR70 | 2012FR70 | 2012-70 | 70 | 1020 | DUNKERQUE | Art 4(3) - existing plants | Refineries | 200 | no | 0 | 0 | 2737.5903 | 302.8095 | 1765.1481 | 1455.9 | 460.3208 | 84.5461
FR | 2012 | FR76 | 2012FR76 | 2012-76 | 76 | 1120 | DUNKERQUE | Art 4(1) - old-new plants | Iron/steel | 113.2 | no | 0 | 0 | 0 | 105.8874 | 1248.7158 | 234 | 124 | 17.1582
FR | 2012 | FR217 | 2012FR217 | 2012-217 | 217 | 3240 | DUNKERQUE | Art 4(2) - new-new plants | ESI | 1671 | no | 0 | 0 | 0 | 8240.9528 | 16549.485 | 876.4831 | 673.2114 | 31.4106
FR | 2012 | FR197 | 2012FR197 | 2012-197 | 197 | 283A | EPPEVILLE | Art 4(3) - existing plants | Other (non refineries) | 219 | no | 0 | 0 | 0 | 921.6925 | 0 | 0.732 | 23.531 | 2.396 | [7 empty] | 8.(b).(ii) | SAINT LOUIS SUCRE | SAINT LOUIS SUCRE | 744 | 90, rue du Maréchal Leclerc |  | EPPEVILLE | 80400 | 311 | 241 | 0 | 224 | m
FR | 2012 | FR198 | 2012FR198 | 2012-198 | 198 | 283B | EPPEVILLE | Art 4(1) - old-new plants | Other (non refineries) | 91 | no | 0 | 0 | 0 | 1001.0984 | 0 | 0.794 | 66.869 | 2.602 | [7 empty] | 8.(b).(ii) | SAINT LOUIS SUCRE | SAINT LOUIS SUCRE | 744 | 90, rue du Maréchal Leclerc |  | EPPEVILLE | 80400 | 311 | 241 | 0 | 224 | m
FR | 2012 | FR164 | 2012FR164 | 2012-164 | 164 | 2310 | ERSTEIN | Art 4(3) - existing plants | Other (non refineries) | 94.2 | no | 0 | 0 | 8.61 | 562.9457 | 0 | 3.9815 | 35.2404 | 0.469
FR | 2012 | FR66 | 2012FR66 | 2012-66 | 66 | 0990 | ESCAUDOEUVRES | Art 4(3) - existing plants | Other (non refineries) | 174 | no | 0 | 1055.9113 | 122.5482 | 0 | 0 | 580.369 | 238.4559 | 46.3134 | [7 empty] | 8.(b).(ii) | TEREOS | TEREOS Sucrerie d'Escaudoeuvres | 4727 | Rue d'Erre BP1 |  | ESCAUDOEUVRES | 59161 | 238 | 580 | 0 | 115 | l
FR | 2012 | FR180 | 2012FR180 | 2012-180 | 180 | 253A | ETREPAGNY | Art 4(3) - existing plants | Other (non refineries) | 55.26 | no | 0 | 0 | 165.5268 | 0 | 0 | 84.8614 | 31.4501 | 1.7336 | [7 empty] | 1.(c) | SAINT LOUIS SUCRE | SUCRERIE D'ETREPAGNY | 1203 | Route de Gamaches BP 7 |  | ETREPAGNY | 27150 | 233 | 523 | 0 | 107 | m
FR | 2012 | FR181 | 2012FR181 | 2012-181 | 181 | 253B | ETREPAGNY | Art 4(1) - old-new plants | Other (non refineries) | 85.09 | no | 0 | 1008.8277 | 0 | 0 | 0 | 438.2886 | 201.7655 | 42.3204 | [7 empty] | 1.(c) | SAINT LOUIS SUCRE | SUCRERIE D'ETREPAGNY | 1203 | Route de Gamaches BP 7 |  | ETREPAGNY | 27150 | 233 | 523 | 0 | 107 | m
FR | 2012 | FR182 | 2012FR182 | 2012-182 | 182 | 2540 | EVREUX | Art 4(3) - existing plants | CHP | 81.6 | no | 28.0541 | 0 | 0 | 167.0278 | 0 | 0.36405 | 15.6325 | 2.9557 | [7 empty] | 1.(c) | TERMEVRA | THERMEVRA | 17687 | Route de Saint André |  | EVREUX | 27000 | 0 | 0 | 0 | 0 | m
FR | 2012 | FR21 | 2012FR21 | 2012-21 | 21 | 0280 | EVRY | Art 4(3) - existing plants | CHP | 147 | no | 0 | 0 | 19.0564 | 569.8026 | 0 | 8.8838 | 37.4626 | 0.006 | [7 empty] | 1.(c) | GIE EVRY | GIE EVRY DALKIA | 104684 | Avenue de la Liberté |  | EVRY | 91000 | 0 | 0 | 0 | 0 | m
FR | 2012 | FR89 | 2012FR89 | 2012-89 | 89 | 1290 | EYBENS | Art 4(3) - existing plants | CHP | 167 | no | 401.256 | 277.611 | 140.6438 | 0 | 0 | 210.8082 | 122.101 | 4.364 | [7 empty] | 1.(c) | COMPAGNIE DE CHAUFFAGE | Chaufferie de la Villeneuve | 2963 | 8, rue Lecorbusier |  | EYBENS | 38320 | 122 | 211 | 0 | 0 | m
FR | 2012 | FR88 | 2012FR88 | 2012-88 | 88 | 1280 | FEYZIN | Art 4(3) - existing plants | Refineries | 466 | no | 0 | 0 | 1518.2203 | 0 | 7791.7759 | 234.782 | 555.4 | 9.4418 | [7 empty] | 1.(a) | TOTAL Raffinage France | Raffinerie de Feyzin | 3057 | BP6 |  | FEYZIN | 69551 | 1200 | 2670 | 0 | 1160 | m
FR | 2012 | FR219 | 2012FR219 | 2012-219 | 219 | 3270 | FLORANGE | Art 4(3) - existing plants | Iron/steel | 126 | no | 0 | 0 | 0 | 941.864 | 234.116 | 11.2896 | 63.5353 | 0.81
FR | 2012 | FR179 | 2012FR179 | 2012-179 | 179 | 2510 | FONTAINE-LE-DUN | Art 4(3) - existing plants | Other (non refineries) | 100 | no | 0 | 0 | 0 | 572.9426 | 0 | 0.63024 | 34.3766 | 0.51565 | [7 empty] | 1.(c) | SOCIETE VERMANDOISE INDUSTRIES | SVI Sucrerie de FONTAINE LE DUN | 69359 | 99 rue Eugène Wagner |  | FONTAINE-LE-DUN | 76740 | 0 | 0 | 0 | 0 | m
FR | 2012 | FR43 | 2012FR43 | 2012-43 | 43 | 0580 | FONTENAY-SOUS-BOIS | Art 4(3) - existing plants | CHP | 114.3 | yes | 104.0184 | 0 | 0 | 660.5745 | 0 | 0.79554 | 46.6618 | 0.65202 | [7 empty] | 1.(c) | Régie du chauffage urbain | chaufferie zup de fontenay | 158770 | 4, avenue Jean Moulin |  | FONTENAY-SOUS-BOIS | 94120 | 0 | 0 | 0 | 0 | m
FR | 2012 | FR135 | 2012FR135 | 2012-135 | 135 | 1860 | FORBACH | Art 4(1) - old-new plants | CHP | 86 | no | 89.9097 | 38.5327 | 0 | 181.2804 | 0 | 26.741 | 21.634 | 0.738
FR | 2012 | FR108 | 2012FR108 | 2012-108 | 108 | 1600 | FOS-SUR-MER | Art 4(1) - old-new plants | Other (non refineries) | 100 | no | 0 | 0 | 949.6946 | 959.9642 | 536.6552 | 0.47998 | 82.8749 | 24.0723
FR | 2012 | FR113 | 2012FR113 | 2012-113 | 113 | 168A | FOS-SUR-MER | Art 4(3) - existing plants | Refineries | 278 | no | 0 | 0 | 0 | 0 | 6888.5486 | 16.8 | 354.7603 | 6.1997
FR | 2012 | FR114 | 2012FR114 | 2012-114 | 114 | 168B | FOS-SUR-MER | Art 4(1) - old-new plants | Refineries | 72 | no | 0 | 0 | 0 | 0 | 620.3236 | 1.509 | 35.5507 | 0.76696
FR | 2012 | FR121 | 2012FR121 | 2012-121 | 121 | 173A | FOS-SUR-MER | Art 4(3) - existing plants | Iron/steel | 501 | no | 0 | 0 | 618.5399 | 0 | 8347.6681 | 929.4 | 518.2 | 46.1
FR | 2012 | FR122 | 2012FR122 | 2012-122 | 122 | 173B | FOS-SUR-MER | Art 4(1) - old-new plants | Iron/steel | 119 | no | 0 | 0 | 155.407 | 0 | 2903.9147 | 366 | 278.3 | 15.9
FR | 2012 | FR123 | 2012FR123 | 2012-123 | 123 | 1750 | FOS-SUR-MER | Art 4(3) - existing plants | Other (non refineries) | 85.9 | no | 0 | 0 | 0 | 1210.8035 | 406.6716 | 0.6054 | 81.7292 | 0.91546
FR | 2012 | FR227 | 2012FR227 | 2012-227 | 227 | 3350 | FOS-SUR-MER | Art 4(2) - new-new plants | ESI | 1469 | no | 0 | 0 | 0 | 5373.459 | 0 | 1.185 | 95.044 | 1.45
FR | 2012 | FR233 | 2012FR233 | 2012-233 | 233 | 3410 | FOS-SUR-MER | Art 4(2) - new-new plants | ESI | 901.5 | no | 0 | 0 | 0 | 4629.8808 | 0 | 3.269 | 80.405 | 7.207
FR | 2012 | FR107 | 2012FR107 | 2012-107 | 107 | 159A | GARDANNE | Art 4(3) - existing plants | Iron/steel | 217.2 | no | 0 | 0 | 0 | 2421.0999 | 0 | 1.2105 | 122.58 | 2.179
FR | 2012 | FR47 | 2012FR47 | 2012-47 | 47 | 0640 | GIF-SUR-YVETTE | Art 4(3) - existing plants | Other (non refineries) | 58.5 | no | 0 | 0 | 5.1961 | 228.394 | 0 | 0.61775 | 14.2233 | 0.22114 | [7 empty] | 1.(c) | Centre CEA de Saclay | Centre CEA de Saclay | 4422 | CEA Saclay |  | GIF-SUR-YVETTE | 91191 | 0 | 0 | 0 | 0 | m
FR | 2012 | FR247 | 2012FR247 | 2012-247 | 247 | 358B | GOLBEY | Art 4(2) - new-new plants | Other (non refineries) | 74.5 | no | 0 | 0 | 0 | 181.7832 | 0 | 0.090892 | 4.3109 | 0.1636
FR | 2012 | FR185 | 2012FR185 | 2012-185 | 185 | 2580 | GONFREVILLE-L'ORCHER | Art 4(3) - existing plants | Other (non refineries) | 270 | no | 0 | 0 | 4353.372 | 0 | 0 | 687.6339 | 598.468 | 98.705
FR | 2012 | FR216 | 2012FR216 | 2012-216 | 216 | 3220 | GONFREVILLE-L'ORCHER | Art 4(3) - existing plants | Other (non refineries) | 64 | no | 0 | 0 | 0 | 2950.078 | 0 | 1.475 | 187.2552 | 0.45257
FR | 2012 | FR60 | 2012FR60 | 2012-60 | 60 | 0880 | GRANDE-SYNTHE | Art 4(3) - existing plants | Iron/steel | 55.4 | no | 0 | 0 | 1.9845 | 280.6164 | 0 | 1.3975 | 17.6501 | 0.2169
FR | 2012 | FR96 | 2012FR96 | 2012-96 | 96 | 1370 | GRENOBLE | Art 4(3) - existing plants | CHP | 58 | no | 0 | 0 | 7.76 | 0 | 0 | 0.01164 | 0.45222 | 0.11349
FR | 2012 | FR97 | 2012FR97 | 2012-97 | 97 | 1380 | GRENOBLE | Art 4(1) - old-new plants | CHP | 136.5 | no | 480.311 | 570.7996 | 68.4835 | 122.638 | 0 | 124.1824 | 94.8391 | 0.507
FR | 2012 | FR103 | 2012FR103 | 2012-103 | 103 | 1470 | GRENOBLE | Art 4(3) - existing plants | Other (non refineries) | 57 | no | 0 | 0 | 26.92 | 0 | 0 | 12.0152 | 4.5764 | 0.59116
FR | 2012 | FR22 | 2012FR22 | 2012-22 | 22 | 0290 | GRIGNY | Art 4(3) - existing plants | CHP | 87.5 | no | 0 | 0 | 0.4704 | 229.2737 | 0 | 0.13722 | 13.8035 | 0.2134 | [7 empty] | 8.(b).(ii) | COCA COLA ENTREPRISE | COCA COLA ENTREPRISE | 4412 | 1 - 3 rue JJ Rousseau |  | GRIGNY | 91350 | 0 | 0 | 0 | 0 | m
FR | 2012 | FR186 | 2012FR186 | 2012-186 | 186 | 2590 | HARFLEUR | Art 4(3) - existing plants | Refineries | 1721 | no | 0 | 0 | 2004.549 | 0 | 14121.647 | 3217.1558 | 1380.4139 | 196.0965 | [7 empty] | 1.(a) | TOTAL RAFFINAGE MARKETING | Raffinerie de Normandie | 1133 | Route industrielle portuaire - BP 98 |  | HARFLEUR | 76700 | 2600 | 7620 | 0 | 2460 | m
FR | 2012 | FR74 | 2012FR74 | 2012-74 | 74 | 1100 | HAUBOURDIN | Art 4(3) - existing plants | Other (non refineries) | 74 | no | 0 | 0 | 0 | 841.952 | 0 | 0.42098 | 50.5171 | 0.75776
FR | 2012 | FR177 | 2012FR177 | 2012-177 | 177 | 2480 | HAVRE | Art 4(3) - existing plants | ESI | 5278.5 | no | 0 | 18116.2851 | 614.0676 | 0 | 0 | 8037.2629 | 3624.3 | 363.74 | [7 empty] | 1.(c) | EDF-DPIT UNITE DE PRODUCTION THERMIQUE DU HAVRE | EDF UNITE DE PRODUCTION THERMIQUE DU HAVRE | 1226 | Route du Mole Central BP 1420 |  | HAVRE | 76067 | 3620 | 8040 | 293 | 1710 | m
FR | 2012 | FR79 | 2012FR79 | 2012-79 | 79 | 1170 | HORNAING | Art 4(3) - existing plants | ESI | 724 | no | 0 | 2561.5973 | 241.36 | 0 | 0 | 1448.53 | 694.834 | 150.048 | [7 empty] | 1.(c) | E.ON - société nationale d'électricité et de thermique | E.ON - Centrale d'HORNAING | 4729 | rue Paul Lafargue |  | HORNAING | 59171 | 695 | 1450 | 150 | 270 | m
FR | 2012 | FR39 | 2012FR39 | 2012-39 | 39 | 0550 | IVRY-SUR-SEINE | Art 4(3) - existing plants | CHP | 371.1 | no | 0 | 0 | 237.84 | 0 | 0 | 43.6178 | 27.7568 | 0.76522 | [7 empty] | 1.(c) | COMPAGNIE PARISIENNE DE CHAUFFAGE URBAIN | CPCU - CENTRALE D'IVRY | 69459 | 69 QUAI AUGUSTE DESHAIES |  | IVRY-SUR-SEINE | 94200 | 0 | 0 | 0 | 0 | m
FR | 2012 | FR99 | 2012FR99 | 2012-99 | 99 | 1410 | JARRIE | Art 4(3) - existing plants | Other (non refineries) | 95.9 | no | 0 | 0 | 0 | 649.2709 | 15 | 0.32464 | 39.2911 | 0.613
FR | 2012 | FR209 | 2012FR209 | 2012-209 | 209 | 3110 | KAYSERSBERG | Art 4(3) - existing plants | Other (non refineries) | 72 | no | 0 | 0 | 0 | 597.6169 | 0 | 0.29881 | 12.14 | 0.53786 | [7 empty] | 6.(b) | DS SMITH Kaysersberg | DS SMITH Kaysersberg | 4515 | 77 route de Lapoutroie BP22 |  | KAYSERSBERG | 68240 | 0 | 0 | 0 | 0 | m
FR | 2012 | FR155 | 2012FR155 | 2012-155 | 155 | 2170 | LA MONTAGNE | Art 4(3) - existing plants | Other (non refineries) | 255.2 | no | 0 | 0 | 3.8117 | 54.72 | 0 | 0.088475 | 3.8653 | 0.17369
FR | 2012 | FR242 | 2012FR242 | 2012-242 | 242 | 3500 | LACQ | Art 4(3) - existing plants | Other (non refineries) | 300 | no | 0 | 0 | 0 | 4519.6049 | 0 | 323.157 | 137.26 | 9.3592
FR | 2012 | FR140 | 2012FR140 | 2012-140 | 140 | 1910 | LANEUVEVILLE-DEVANT-NANCY | Art 4(3) - existing plants | Other (non refineries) | 194 | no | 0 | 4762.1196 | 0 | 146.3923 | 0 | 1720.5388 | 488.4711 | 6.1637 | [7 empty] | 4.(b).(iv) | NOVACARB | NOVACARB - Usine de La Madeleine | 3982 | 34 rue Gilbert Bize |  | LANEUVEVILLE-DEVANT-NANCY | 54410 | 493 | 1720 | 0 | 623 | m
FR | 2012 | FR144 | 2012FR144 | 2012-144 | 144 | 199A | LARDIN-SAINT-LAZARE | Art 4(3) - existing plants | Other (non refineries) | 60.5 | no | 0 | 0 | 0 | 591.4481 | 0 | 0.29572 | 35.4869 | 0.33642
FR | 2012 | FR145 | 2012FR145 | 2012-145 | 145 | 199B | LARDIN-SAINT-LAZARE | Art 4(1) - old-new plants | Other (non refineries) | 75 | no | 0 | 0 | 0 | 885.2527 | 0 | 0.44263 | 53.1152 | 0.3641
FR | 2012 | FR68 | 2012FR68 | 2012-68 | 68 | 101A | LESTREM | Art 4(3) - existing plants | Other (non refineries) | 116 | no | 0 | 0 | 0 | 262.8713 | 0 | 0.16298 | 19.7153 | 0.23658 | [7 empty] | 8.(b).(ii) | Roquette Frères - Site de Lestrem | Roquette frères | 4848 | 1 RUE DE LA HAUTE LOGE |  | LESTREM | 62136 | 384 | 0 | 0 | 595 | m
FR | 2012 | FR69 | 2012FR69 | 2012-69 | 69 | 101B | LESTREM | Art 4(1) - old-new plants | Other (non refineries) | 130 | no | 0 | 0 | 49.5896 | 788.6138 | 0 | 22.6059 | 68.5681 | 1.8949 | [7 empty] | 8.(b).(ii) | Roquette Frères - Site de Lestrem | Roquette frères | 4848 | 1 RUE DE LA HAUTE LOGE |  | LESTREM | 62136 | 384 | 0 | 0 | 595 | m
FR | 2012 | FR240 | 2012FR240 | 2012-240 | 240 | 3480 | LEVALLOIS-PERRET | Art 4(3) - existing plants | CHP | 70.7 | no | 0 | 0 | 0 | 216.1224 | 0 | 0.23773 | 12.9673 | 0.19451
FR | 2012 | FR72 | 2012FR72 | 2012-72 | 72 | 1080 | LILLE | Art 4(3) - existing plants | CHP | 87.9 | no | 0 | 233.77 | 0 | 221.538 | 0 | 87.6293 | 54.4004 | 0.68123
FR | 2012 | FR75 | 2012FR75 | 2012-75 | 75 | 1110 | LILLE | Art 4(3) - existing plants | Other (non refineries) | 77.3 | no | 0 | 0 | 9.1863 | 173.7284 | 0 | 0.52781 | 11.3423 | 0.28956
FR | 2012 | FR183 | 2012FR183 | 2012-183 | 183 | 2550 | LILLEBONNE | Art 4(3) - existing plants | Other (non refineries) | 53 | no | 0 | 0 | 0 | 1013.7605 | 2.6379 | 0.01 | 60.8256 | 0.0617
FR | 2012 | FR223 | 2012FR223 | 2012-223 | 223 | 3310 | LILLEBONNE | Art 4(2) - new-new plants | Other (non refineries) | 102.35 | no | 13.1253 | 0 | 2.4348 | 2139.4881 | 0 | 1.613 | 129.3029 | 1.9374
FR | 2012 | FR65 | 2012FR65 | 2012-65 | 65 | 0960 | LILLERS | Art 4(3) - existing plants | Other (non refineries) | 202 | no | 0 | 1481.6779 | 364.9469 | 0 | 0 | 761.6958 | 358.3468 | 80.7597 | [7 empty] | 8.(b).(ii) | TEREOS | TEREOS | 4789 | 100 RUE DE VERDUN BP 89 |  | LILLERS | 62190 | 403 | 871 | 0 | 202 | m
FR | 2012 | FR245 | 2012FR245 | 2012-245 | 245 | 3540 | LIMOGES | Art 4(1) - old-new plants | CHP | 72 | no | 0 | 0 | 0 | 70.1856 | 0 | 0.035093 | 4.2111 | 0 | [7 empty] | 1.(c) | SDCL BIOMASSE | DALKIA SDCL BIOMASSE LIMOGES D97688L | 190186 | 38 RUE JULES LADOUMEGUE |  | LIMOGES | 87100 | 120 | 0 | 0 | 0 | m
FR | 2012 | FR81 | 2012FR81 | 2012-81 | 81 | 1210 | LOON-PLAGE | Art 4(3) - existing plants | Other (non refineries) | 348.9 | no | 0 | 0 | 3071.3549 | 0 | 47.8497 | 508.146 | 316.5411 | 15.382
FR | 2012 | FR82 | 2012FR82 | 2012-82 | 82 | 122A | LOON-PLAGE | Art 4(3) - existing plants | Refineries | 570 | no | 0 | 0 | 16.1586 | 477.5505 | 0 | 5.5219 | 8.2663 | 0.68781
FR | 2012 | FR83 | 2012FR83 | 2012-83 | 83 | 122B | LOON-PLAGE | Art 4(1) - old-new plants | Refineries | 100 | no | 0 | 0 | 0 | 0 | 0 | 0 | 0 | 0
FR | 2012 | FR249 | 2012FR249 | 2012-249 | 249 | 3600 | LUCCIANA | Art 4(2) - new-new plants | ESI | 120 | yes | 0 | 0 | 335.1669 | 0 | 0 | 12.5276 | 117.3084 | 2.3462 | [7 empty] | 1.(c) | EDF-GDF SUEZ CORSE | Centrale thermique de LUCCIANA | 4930 | Centrale Thermique de LUCCIANA, BP 07 |  | LUCCIANA | 20290 | 3800 | 449 | 51.7 | 252 | m
FR | 2012 | FR85 | 2012FR85 | 2012-85 | 85 | 125A | LYON | Art 4(3) - existing plants | CHP | 98.51 | no | 0 | 0 | 61.96 | 200.5368 | 0 | 13.48 | 13.2 | 0.22
FR | 2012 | FR86 | 2012FR86 | 2012-86 | 86 | 125B | LYON | Art 4(1) - old-new plants | CHP | 53.76 | no | 0 | 0 | 0 | 98.5939 | 0 | 0.049297 | 6.57 | 0.088734
FR | 2012 | FR54 | 2012FR54 | 2012-54 | 54 | 0790 | MACON | Art 4(3) - existing plants | CHP | 146 | no | 0 | 0 | 450.546 | 0 | 0 | 204.1622 | 81.0983 | 7.6341 | [7 empty] | 1.(c) | SMADEC | Chaufferie urbaine de Mâcon | 17505 | 51 rue des Charmilles |  | MACON | 71040 | 0 | 204 | 0 | 0 | l
FR | 2012 | FR34 | 2012FR34 | 2012-34 | 34 | 0470 | MAISONS-LAFFITTE | Art 4(3) - existing plants | Other (non refineries) | 117.7 | no | 797.9111 | 0 | 0.27143 | 41.2591 | 0 | 3.1234 | 50.3805 | 0.7558 | [7 empty] | 1.(c) | SIAAP - Site Seine Aval | SIAAP Site Seine Aval | 4416 | BP 104 |  | MAISONS-LAFFITTE | 78603 | 232 | 0 | 0 | 126 | m
FR | 2012 | FR150 | 2012FR150 | 2012-150 | 150 | 2100 | MANS | Art 4(3) - existing plants | CHP | 59.54 | no | 0 | 0 | 2.576 | 142.2256 | 0 | 1.3591 | 8.9715 | 0.15067
FR | 2012 | FR151 | 2012FR151 | 2012-151 | 151 | 2110 | MANS | Art 4(3) - existing plants | Other (non refineries) | 78.359 | no | 0 | 0 | 0 | 175.608 | 0 | 0.087804 | 4.6712 | 0.15805
FR | 2012 | FR16 | 2012FR16 | 2012-16 | 16 | 0230 | MANTES-LA-JOLIE | Art 4(3) - existing plants | CHP | 95 | no | 0 | 0 | 0 | 208.0587 | 0 | 0.10403 | 12.4835 | 0.048
FR | 2012 | FR208 | 2012FR208 | 2012-208 | 208 | 3100 | MARCKOLSHEIM | Art 4(1) - old-new plants | Other (non refineries) | 149.3 | no | 0 | 0 | 0 | 1908.0674 | 0 | 0.76696 | 31.5707 | 0.78608 | [7 empty] | 8.(b).(i) | NESTLE PURINA PETCARE FRANCE | NESTLE PURINA PETCARE Usine de MARCONNELLE | 104729 | Zone Industrielle |  | MARCONNELLE | 62140 | 0 | 0 | 0 | 0 | m
FR | 2012 | FR109 | 2012FR109 | 2012-109 | 109 | 1620 | MARSEILLE | Art 4(3) - existing plants | Other (non refineries) | 67.24 | no | 0 | 0 | 269.8814 | 1318.9645 | 0 | 42.6433 | 101.815 | 3.0724
FR | 2012 | FR110 | 2012FR110 | 2012-110 | 110 | 1630 | MARTIGUES | Art 4(3) - existing plants | Refineries | 360 | no | 0 | 0 | 3753.1586 | 970.6349 | 353.7245 | 2779.7 | 885.3002 | 116.3173
FR | 2012 | FR111 | 2012FR111 | 2012-111 | 111 | 167A | MARTIGUES | Art 4(3) - existing plants | ESI | 1992 | no | 0 | 0 | 439.1068 | 0 | 0.16102 | 113.068 | 79.986 | 2.16
FR | 2012 | FR112 | 2012FR112 | 2012-112 | 112 | 167B | MARTIGUES | Art 4(2) - new-new plants | ESI | 1700 | yes | 0 | 0 | 0 | 3936.0067 | 0 | 2.0373 | 157.44 | 3.5424
FR | 2012 | FR117 | 2012FR117 | 2012-117 | 117 | 1700 | MARTIGUES | Art 4(3) - existing plants | Other (non refineries) | 624 | no | 0 | 0 | 7136.8181 | 0 | 4049.6586 | 2500.0226 | 938.677 | 35.6014
FR | 2012 | FR24 | 2012FR24 | 2012-24 | 24 | 0310 | MASSY | Art 4(1) - old-new plants | CHP | 64 | no | 411.0652 | 270.7489 | 3.8102 | 0 | 0 | 101.7632 | 108.3152 | 0.8448 | [7 empty] | 5.(b) | CURMA | CURMA | 4362 | ZI de la bonde Route de la bonde |  | MASSY | 91300 | 132 | 0 | 0 | 136 | m
FR | 2012 | FR13 | 2012FR13 | 2012-13 | 13 | 0170 | MEAUX | Art 4(3) - existing plants | CHP | 73 | no | 0 | 0 | 0 | 259.7114 | 0 | 0.14024 | 15.5827 | 0.032983
FR | 2012 | FR226 | 2012FR226 | 2012-226 | 226 | 3340 | MERIOT | Art 4(2) - new-new plants | Other (non refineries) | 62.3 | no | 0 | 0 | 0 | 715.3382 | 0 | 0.38397 | 42.9203 | 0.99432 | [7 empty] | 8.(b).(ii) | SAIPOL | SAIPOL | 17678 | Usine SAIPOL Les Essarts |  | MERIOT | 10400 | 0 | 0 | 0 | 0 | m
FR | 2012 | FR228 | 2012FR228 | 2012-228 | 228 | 3360 | MESNIL-AMELOT | Art 4(2) - new-new plants | Other (non refineries) | 95 | no | 0 | 0 | 76.872 | 36.2598 | 0 | 3.708 | 6.6864 | 0.26325
FR | 2012 | FR132 | 2012FR132 | 2012-132 | 132 | 1820 | METZ | Art 4(3) - existing plants | CHP | 86.431 | no | 0 | 28.7078 | 0 | 0 | 0 | 18.373 | 4.3349 | 0.28708
FR | 2012 | FR133 | 2012FR133 | 2012-133 | 133 | 1830 | METZ | Art 4(3) - existing plants | ESI | 205.685 | no | 0 | 767.8748 | 0 | 0 | 0 | 473.7788 | 149.3747 | 5.3751
FR | 2012 | FR35 | 2012FR35 | 2012-35 | 35 | 048B | MEUDON | Art 4(1) - old-new plants | CHP | 70 | no | 0 | 0 | 0 | 244.4234 | 0 | 0.12221 | 14.6654 | 0.21998
FR | 2012 | FR115 | 2012FR115 | 2012-115 | 115 | 169A | MEYREUIL | Art 4(3) - existing plants | ESI | 1572.6 | no | 0 | 6060.5405 | 328.4946 | 100.4956 | 0 | 748.6512 | 1035.11 | 13.5204 | [7 empty] | 1.(c) | E.ON - société nationale d'électricité et de thermique | E.ON - Centrale de PROVENCE | 4204 | Centrale de PROVENCE - BP26 |  | MEYREUIL | 13590 | 1250 | 1090 | 0 | 979 | m
FR | 2012 | FR116 | 2012FR116 | 2012-116 | 116 | 169B | MEYREUIL | Art 4(1) - old-new plants | ESI | 670 | no | 0 | 3674.7956 | 114.0975 | 103.2819 | 0 | 337.586 | 210.778 | 17.111 | [7 empty] | 1.(c) | E.ON - société nationale d'électricité et de thermique | E.ON - Centrale de PROVENCE | 4204 | Centrale de PROVENCE - BP26 |  | MEYREUIL | 13590 | 1250 | 1090 | 0 | 979 | m
FR | 2012 | FR148 | 2012FR148 | 2012-148 | 148 | 2050 | MIMIZAN | Art 4(3) - existing plants | Other (non refineries) | 70 | no | 552.5156 | 0 | 420.3576 | 0 | 0 | 177.421 | 149.219 | 104.49 | [7 empty] | 6.(a) | GASCOGNE PAPER | GASCOGNE PAPER | 815 | Quartier de Bel Air |  | MIMIZAN | 40200 | 262 | 279 | 0 | 425 | m
FR | 2012 | FR73 | 2012FR73 | 2012-73 | 73 | 1090 | MONS-EN-BAROEUL | Art 4(3) - existing plants | CHP | 62.01 | no | 0 | 0 | 8.51 | 51.4404 | 0 | 1.361 | 3.0451 | 0.10138 | [7 empty] | 1.(c) | Mons Energie | Mons Energie | 69533 | 2, rue Normandie |  | MONS-EN-BAROEUL | 59370 | 0 | 0 | 0 | 0 | m
FR | 2012 | FR3 | 2012FR3 | 2012-3 | 3 | 0040 | MONTBELIARD | Art 4(3) - existing plants | CHP | 52 | no | 0 | 0 | 1.7998 | 72.2876 | 0 | 0.554 | 4.517 | 0.025 | [7 empty] | 5.(b) | VALINEA | VALINEA | 1259 | RUE DU CHAMP DU CERF |  | MONTBELIARD | 25200 | 0 | 0 | 0 | 0 | m
FR | 2012 | FR53 | 2012FR53 | 2012-53 | 53 | 0750 | MONTCEAU-LES-MINES | Art 4(3) - existing plants | ESI | 735.1 | no | 0 | 3400.4878 | 75.2573 | 0 | 0 | 1738.852 | 1164.603 | 147.201 | [7 empty] | 1.(c) | E.ON - société nationale d'électricité et de thermique | E.ON - Centrale de LUCY | 912 | 20 Quai de Moulins BP 121 |  | MONTCEAU-LES-MINES | 71300 | 1160 | 1740 | 129 | 328 | m
FR | 2012 | FR239 | 2012FR239 | 2012-239 | 239 | 3470 | MONTOIR-DE-BRETAGNE | Art 4(2) - new-new plants | ESI | 834 | no | 0 | 0 | 0 | 4734.0828 | 0 | 0.777 | 82.527 | 3.181
FR | 2012 | FR64 | 2012FR64 | 2012-64 | 64 | 0950 | MONTREUIL | Art 4(3) - existing plants | Other (non refineries) | 73.2 | no | 0 | 458.8755 | 0.28392 | 0 | 0 | 181.868 | 102.6281 | 2.2253
FR | 2012 | FR29 | 2012FR29 | 2012-29 | 29 | 0380 | MORMANT | Art 4(3) - existing plants | Refineries | 497 | no | 0 | 0 | 1553.2334 | 0 | 7407.7938 | 839 | 638.6218 | 48.1383
FR | 2012 | FR214 | 2012FR214 | 2012-214 | 214 | 3170 | MOULE | Art 4(1) - old-new plants | ESI | 248 | no | 1080.4201 | 4458.1708 | 0 | 0 | 0 | 2332.8698 | 1056.9732 | 36.824
FR | 2012 | FR252 | 2012FR252 | 2012-252 | 252 | 3630 | MOULE | Art 4(2) - new-new plants | ESI | 124 | no | 0 | 2809.804 | 0 | 0 | 0 | 875.5719 | 395.1047 | 9.8585
FR | 2012 | FR166 | 2012FR166 | 2012-166 | 166 | 2350 | MULHOUSE | Art 4(3) - existing plants | Other (non refineries) | 226.7 | no | 0 | 0 | 0 | 215.0856 | 0 | 0.11948 | 12.9051 | 0.19358 | [7 empty] | 1.(c) | COGERI | Cogeri | 4554 | Usine Peugeot Citroen route de Chalampé CD39 Ile Napoléon |  | MULHOUSE | 68100 | 0 | 0 | 0 | 0 | m
FR | 2012 | FR230 | 2012FR230 | 2012-230 | 230 | 3380 | NANTERRE | Art 4(2) - new-new plants | CHP | 192 | yes | 0 | 0 | 0 | 936.449 | 0 | 0.46822 | 24.6275 | 0.8428 | [7 empty] | 2.(f) | LRB ROULIER SAS | LRB ROULIER | 18349 | 33 rue des Agglomérés |  | NANTERRE | 92000 | 0 | 0 | 0 | 0 | m
FR | 2012 | FR154 | 2012FR154 | 2012-154 | 154 | 2160 | NANTES | Art 4(3) - existing plants | Other (non refineries) | 65.7 | no | 0 | 0 | 0 | 65.6937 | 0 | 0.032847 | 3.9416 | 0.059124
FR | 2012 | FR50 | 2012FR50 | 2012-50 | 50 | 0680 | NEUILLY-SUR-MARNE | Art 4(3) - existing plants | CHP | 56.9 | no | 0 | 0 | 0 | 234.5004 | 0 | 0.25795 | 14.07 | 0.21105
FR | 2012 | FR57 | 2012FR57 | 2012-57 | 57 | 0830 | NIMES | Art 4(3) - existing plants | CHP | 63.1 | no | 0 | 0 | 0 | 252.0252 | 0 | 0.12601 | 5.976 | 0.22682
FR | 2012 | FR188 | 2012FR188 | 2012-188 | 188 | 261A | NOTRE-DAME-DE-GRAVENCHON | Art 4(3) - existing plants | Refineries | 972.9 | no | 0 | 0 | 3042.1076 | 1997.61 | 14160.7722 | 4004.1759 | 1324.8684 | 113.6445
FR | 2012 | FR189 | 2012FR189 | 2012-189 | 189 | 261B | NOTRE-DAME-DE-GRAVENCHON | Art 4(1) - old-new plants | Refineries | 96 | no | 0 | 0 | 148.8449 | 0 | 0 | 85.6453 | 23.0256 | 1.094
FR | 2012 | FR190 | 2012FR190 | 2012-190 | 190 | 261C | NOTRE-DAME-DE-GRAVENCHON | Art 4(3) - existing plants | Other (non refineries) | 286 | no | 0 | 0 | 1941.5536 | 1997.61 | 1657.2349 | 816.586 | 494.771 | 29.73
FR | 2012 | FR220 | 2012FR220 | 2012-220 | 220 | 3280 | NOTRE-DAME-DE-GRAVENCHON | Art 4(3) - existing plants | Other (non refineries) | 230 | no | 0 | 0 | 5474.508 | 0 | 1118.205 | 397.6915 | 589.3111 | 43.1082
FR | 2012 | FR165 | 2012FR165 | 2012-165 | 165 | 2320 | OBERNAI | Art 4(3) - existing plants | Other (non refineries) | 92 | no | 71.6777 | 0 | 63.17 | 316.2027 | 0 | 28.9435 | 35.2751 | 3.3813 | [7 empty] | 8.(b).(ii) | Brasserie KRONENBOURG | Brasserie KRONENBOURG | 4524 | Boulevard de l'Europe BP48 |  | OBERNAI | 67212 | 0 | 0 | 0 | 0 | m
FR | 2012 | FR191 | 2012FR191 | 2012-191 | 191 | 2640 | ORIGNY-SAINTE-BENOITE | Art 4(3) - existing plants | Other (non refineries) | 256.975 | no | 33.3252 | 0 | 0 | 3650.94 | 0 | 4.0327 | 275.82 | 3.3158 | [7 empty] | 8.(b).(ii) | TEREOS | TEREOS | 688 | 11, rue Pasteur |  | ORIGNY-SAINTE-BENOITE | 02390 | 285 | 0 | 0 | 435 | m
FR | 2012 | FR6 | 2012FR6 | 2012-6 | 6 | 0070 | ORLEANS | Art 4(3) - existing plants | CHP | 56 | no | 0 | 0 | 0.24429 | 241.8114 | 0 | 0.23769 | 14.5561 | 0.0045505
FR | 2012 | FR7 | 2012FR7 | 2012-7 | 7 | 0080 | ORLEANS | Art 4(3) - existing plants | CHP | 87.2 | no | 0 | 0 | 38.8786 | 263.8499 | 0 | 15.722 | 22.0792 | 0.81548
FR | 2012 | FR31 | 2012FR31 | 2012-31 | 31 | 0420 | ORSAY | Art 4(3) - existing plants | Other (non refineries) | 386.8 | no | 0 | 0 | 22.2849 | 25.5362 | 0 | 7.5292 | 5.0823 | 0.36598 | [7 empty] | 1.(c) | Ministère de la Défense | DGA Essais propulseurs | 5123 | 10, rue Jean Rostand Saclay |  | ORSAY | 91895 | 0 | 0 | 0 | 0 | m
FR | 2012 | FR25 | 2012FR25 | 2012-25 | 25 | 0330 | PARAY-VIEILLE-POSTE | Art 4(1) - old-new plants | Other (non refineries) | 125 | no | 0 | 0 | 4.0633 | 200.68 | 0 | 0.29538 | 7.5089 | 0.1928 | [7 empty] | 1.(c) | Aéroports de Paris - ORLY - Energie et Logistique | AEROPORTS DE PARIS - ORLY ENERGIE ET LOGISTIQUE | 190106 | Batiment 361 - Orly - Zone centrale ANA |  | PARAY-VIEILLE-POSTE | 91550 | 0 | 0 | 0 | 0 | m
FR | 2012 | FR238 | 2012FR238 | 2012-238 | 238 | 3460 | PARDIES | Art 4(2) - new-new plants | CHP | 166.5 | no | 0 | 0 | 0 | 0 | 0 | 0 | 0 | 0
FR | 2012 | FR36 | 2012FR36 | 2012-36 | 36 | 0500 | PARIS | Art 4(3) - existing plants | CHP | 556.7 | no | 0 | 0 | 702.5115 | 0 | 0 | 144.3088 | 91.8512 | 1.0049
FR | 2012 | FR37 | 2012FR37 | 2012-37 | 37 | 0520 | PARIS | Art 4(3) - existing plants | CHP | 548.7 | no | 0 | 0 | 734.5331 | 0 | 0 | 109.9066 | 66.1961 | 4.8334
FR | 2012 | FR38 | 2012FR38 | 2012-38 | 38 | 0530 | PARIS | Art 4(3) - existing plants | CHP | 443.9 | no | 0 | 0 | 995.286 | 0 | 0 | 253.4179 | 144.6475 | 5.41
FR | 2012 | FR187 | 2012FR187 | 2012-187 | 187 | 2600 | PETIT-COURONNE | Art 4(3) - existing plants | Refineries | 1293 | no | 0 | 0 | 2662.3235 | 0 | 5284.8039 | 1816.6 | 615.9798 | 136.853 | [7 empty] | 1.(a) | Petroplus Raffinage Petit-Couronne SAS | Petroplus Raffinage Petit-Couronne SAS | 1153 | 72 rue Aristide Briand |  | PETIT-COURONNE | 76650 | 941 | 4320 | 123 | 653 | m
FR | 2012 | FR10 | 2012FR10 | 2012-10 | 10 | 0120 | PITHIVIERS-LE-VIEIL | Art 4(3) - existing plants | Other (non refineries) | 109.7 | no | 0 | 0 | 26.107 | 532.1952 | 0 | 12.272 | 36.3484 | 1.1772 | [7 empty] | 8.(b).(ii) | Société Vermandoise Industries | Sucrerie de PITHIVIERS LE VIEIL | 5326 | 1 rue Etienne Rochette |  | PITHIVIERS-LE-VIEIL | 45300 | 0 | 0 | 0 | 0 | m
FR | 2012 | FR17 | 2012FR17 | 2012-17 | 17 | 0240 | POISSY | Art 4(3) - existing plants | Other (non refineries) | 134 | no | 0 | 0 | 0 | 47.2084 | 0 | 0.026227 | 2.8325 | 0.042488 | [7 empty] | 2.(f) | PEUGEOT CITROËN POISSY SNC | PSA PEUGEOT CITROËN - Site de POISSY | 4351 | 45 rue Jean Pierre Timbaud |  | POISSY | 78307 | 0 | 0 | 0 | 0 | m
FR | 2012 | FR138 | 2012FR138 | 2012-138 | 138 | 190A | PONT-A-MOUSSON | Art 4(3) - existing plants | ESI | 2803.7 | no | 0 | 24338.9055 | 255.5663 | 0 | 0 | 13445.27 | 5996.6 | 834.3
FR | 2012 | FR139 | 2012FR139 | 2012-139 | 139 | 190B | PONT-A-MOUSSON | Art 4(2) - new-new plants | ESI | 772 | yes | 0 | 0 | 0 | 4980.6898 | 0 | 2.7089 | 39.156 | 4.4826
FR | 2012 | FR92 | 2012FR92 | 2012-92 | 92 | 1310 | PONT-DE-CLAIX | Art 4(3) - existing plants | Other (non refineries) | 100 | no | 0 | 0 | 0 | 755.2022 | 0 | 0.376 | 22.991 | 0.67968 | [7 empty] | 1.(c) | RHODIA Energy Services Pont-de-Claix | Rhodia Energy Services Pont-de-Claix | 2976 | Rue Lavoisier BP 105 |  | PONT-DE-CLAIX | 38800 | 322 | 0 | 0 | 315 | m
FR | 2012 | FR194 | 2012FR194 | 2012-194 | 194 | 2750 | PONT-SAINTE-MAXENCE | Art 4(3) - existing plants | CHP | 62 | no | 0 | 0 | 0 | 0 | 0 | 0 | 0 | 0
FR | 2012 | FR231 | 2012FR231 | 2012-231 | 231 | 3390 | PONT-SUR-SAMBRE | Art 4(2) - new-new plants | ESI | 783.9 | yes | 0 | 0 | 0 | 4371.7637 | 0 | 2.7182 | 79.1744 | 3.9346 | [7 empty] | 1.(c) | Poweo Pont sur Sambre Production | POWEO PONT SUR SAMBRE PRODUCTION | 104802 | lieu dit le Rayage du milieu ZA route de Pantegnies |  | PONT-SUR-SAMBRE | 59138 | 0 | 0 | 0 | 246 | m
FR | 2012 | FR18 | 2012FR18 | 2012-18 | 18 | 0250 | PORCHEVILLE | Art 4(3) - existing plants | ESI | 6000 | no | 0 | 0 | 5454.4533 | 65.2875 | 1.3735 | 1118.179 | 793.5 | 56.4 | [7 empty] | 1.(c) | Centre de Production Thermique de PORCHEVILLE | Centre de Production Thermique EDF de PORCHEVILLE | 4353 | Avenue H. REGNAULT BP31 |  | PORCHEVILLE | 78440 | 794 | 1120 | 0 | 428 | m
FR | 2012 | FR251 | 2012FR251 | 2012-251 | 251 | 3620 | PORT | Art 4(2) - new-new plants | ESI | 152 | yes | 0 | 0 | 512.1577 | 0 | 0 | 24.5836 | 42.8174 | 0.95896
FR | 2012 | FR159 | 2012FR159 | 2012-159 | 159 | 2240 | REIMS | Art 4(3) - existing plants | CHP | 145.1 | no | 58.0686 | 206.8248 | 104.1949 | 198.7805 | 0 | 139.2069 | 82.6089 | 3.6081 | [7 empty] | 1.(c) | SOCCRAM | Chaufferie Croix Rouge | 1082 | route d'Epernay |  | REIMS | 51100 | 0 | 0 | 0 | 0 | m
FR | 2012 | FR174 | 2012FR174 | 2012-174 | 174 | 2430 | RENNES | Art 4(3) - existing plants | CHP | 123.6 | no | 0 | 0 | 22.9684 | 715.8316 | 0 | 10.7347 | 46.1534 | 0.97711
FR | 2012 | FR175 | 2012FR175 | 2012-175 | 175 | 2440 | RENNES | Art 4(3) - existing plants | CHP | 69.3 | no | 0 | 0 | 1.684 | 77.2074 | 0 | 0.84356 | 4.9187 | 0.094747
FR | 2012 | FR204 | 2012FR204 | 2012-204 | 204 | 3010 | RETIERS | Art 4(3) - existing plants | Other (non refineries) | 81.5 | no | 0 | 517.492 | 43.7968 | 0 | 0 | 353.3042 | 110.9439 | 19.0211
FR | 2012 | FR237 | 2012FR237 | 2012-237 | 237 | 3450 | RIBECOURT-DRESLINCOURT | Art 4(2) - new-new plants | Other (non refineries) | 58.3 | no | 0 | 0 | 0 | 139.3234 | 0 | 0.37198 | 10.3017 | 0.12539
FR | 2012 | FR136 | 2012FR136 | 2012-136 | 136 | 1870 | RICHEMONT | Art 4(3) - existing plants | ESI | 500 | no | 0 | 0 | 0 | 0 | 0 | 0 | 0 | 0
FR | 2012 | FR101 | 2012FR101 | 2012-101 | 101 | 1440 | ROCHETTE | Art 4(1) - old-new plants | Other (non refineries) | 52.3 | no | 930.3501 | 0 | 20.9179 | 0 | 0 | 21.3313 | 177.8757 | 3.7791 | [7 empty] | 6.(b) | Cascades SAS | Cascades SAS | 3077 | Avenue Maurice Franck |  | ROCHETTE | 73110 | 178 | 0 | 0 | 223 | m
FR | 2012 | FR26 | 2012FR26 | 2012-26 | 26 | 035C | ROISSY-EN-FRANCE | Art 4(2) - new-new plants | Other (non refineries) | 97.6 | no | 83.8629 | 0 | 0 | 375.2364 | 0 | 1.0262 | 30.2811 | 8.724 | [7 empty] | 1.(c) | AEROPORTS DE PARIS - CDG Pôle Production Energie | AEROPORTS DE PARIS - CDG L Pôle Production d'Energie | 4377 | CTFE Bâtiment 5400 18, rue du grand rond B-P 81007 |  | ROISSY-EN-FRANCE | 95931 | 0 | 0 | 0 | 100 | m
FR | 2012 | FR51 | 2012FR51 | 2012-51 | 51 | 0690 | ROMAINVILLE | Art 4(3) - existing plants | Other (non refineries) | 59.2 | no | 0 | 0 | 0.876 | 183.2537 | 0 | 0.31063 | 5.6203 | 0.086354 | [7 empty] | 4.(e) | SANOFI CHIMIE (centre de production de Romainville) | SANOFI CHIMIE Centre de production de Romainville | 4937 | 143, avenue Gaston Roussel |  | ROMAINVILLE | 93231 | 0 | 0 | 0 | 0 | m
FR | 2012 | FR178 | 2012FR178 | 2012-178 | 178 | 2490 | ROUEN | Art 4(3) - existing plants | CHP | 86 | no | 0 | 208 | 14.0656 | 77.037 | 0 | 137.4736 | 48.564 | 10.8136 | [7 empty] | 1.(c) | Dalkia France | Chaufferie urbaine de Rouen Bihorel (CURB) | 69361 | Côte de la Lombardie |  | ROUEN | 76000 | 0 | 0 | 0 | 0 | m
FR | 2012 | FR199 | 2012FR199 | 2012-199 | 199 | 2850 | ROYE | Art 4(3) - existing plants | Other (non refineries) | 135.43 | no | 0 | 0 | 0 | 1176.0792 | 0 | 0.90744 | 57.646 | 0.88396 | [7 empty] | 8.(b).(ii) | SAINT LOUIS SUCRE | ROYE sucrerie et conditionnement | 17350 | 55, Avenue du Général de Gaulle |  | ROYE | 80700 | 0 | 0 | 0 | 0 | m
FR | 2012 | FR44 | 2012FR44 | 2012-44 | 44 | 0600 | RUNGIS | Art 4(3) - existing plants | CHP | 75 | no | 0 | 0 | 0 | 15.4645 | 0 | 0.0077323 | 0.92787 | 0.013918 | [7 empty] | 5.(b) | GENERIS | GENERIS - Site de Rungis | 4408 | 1 rue du Four B.P 10328 |  | RUNGIS | 94569 | 0 | 0 | 0 | 113 | m
FR | 2012 | FR12 | 2012FR12 | 2012-12 | 12 | 016A | SAILLAT-SUR-VIENNE | Art 4(3) - existing plants | Other (non refineries) | 65 | no | 1234.9212 | 0 | 0 | 158.4729 | 0 | 8.0384 | 249.4066 | 7.2033 | [7 empty] | 6.(b) | INTERNATIONAL PAPER S.A. | INTERNATIONAL PAPER FRANCE | 1336 | BP 1 Saillat-sur-Vienne |  | SAILLAT-SUR-VIENNE | 87206 | 696 | 0 | 0 | 904 | m
FR | 2012 | FR202 | 2012FR202 | 2012-202 | 202 | 300A | SAINT-ANDRE | Art 4(1) - old-new plants | ESI | 232 | no | 2023.3813 | 4687.7555 | 64.1094 | 0 | 0 | 1687.0399 | 1405.963 | 91.3421
FR | 2012 | FR203 | 2012FR203 | 2012-203 | 203 | 300B | SAINT-ANDRE | Art 4(2) - new-new plants | ESI | 143.8 | no | 0 | 4292.8904 | 0 | 0 | 0 | 858.3771 | 407.4898 | 39.6265
FR | 2012 | FR127 | 2012FR127 | 2012-127 | 127 | 1780 | SAINT-AVOLD | Art 4(3) - existing plants | Other (non refineries) | 378 | no | 0 | 0 | 3500.9179 | 0 | 0 | 18.118 | 186.883 | 4.8048
FR | 2012 | FR128 | 2012FR128 | 2012-128 | 128 | 1790 | SAINT-AVOLD | Art 4(1) - old-new plants | ESI | 330 | no | 0 | 5659.0404 | 3.003 | 11.346 | 0 | 891.384 | 437.955 | 73.496
FR | 2012 | FR129 | 2012FR129 | 2012-129 | 129 | 180A | SAINT-AVOLD | Art 4(3) - existing plants | ESI | 2780 | no | 0 | 22784.5736 | 549.6 | 1487.9979 | 0 | 4229.985 | 3998.437 | 121.7586
FR | 2012 | FR130 | 2012FR130 | 2012-130 | 130 | 180B | SAINT-AVOLD | Art 4(2) - new-new plants | ESI | 1526.4 | yes | 0 | 0 | 0 | 14252.4208 | 0 | 7.1931 | 217.2696 | 12.8272
FR | 2012 | FR152 | 2012FR152 | 2012-152 | 152 | 2130 | SAINTE-GEMMES-SUR-LOIRE | Art 4(3) - existing plants | CHP | 60 | no | 0 | 0 | 20.1967 | 232.817 | 0 | 1.0778 | 15.9887 | 0.49027
FR | 2012 | FR207 | 2012FR207 | 2012-207 | 207 | 3090 | SAINT-ETIENNE-DU-ROUVRAY | Art 4(3) - existing plants | Other (non refineries) | 69.7 | no | 0 | 822.0053 | 0 | 9.5076 | 0 | 317.139 | 106.5395 | 10.4902 | [7 empty] | 1.(c) | NeoElectra du Rouvray du Rouvray | NeoElectra du Rouvray | 1219 | rue Désiré GRANET Site papeterie EUROPAC |  | SAINT-ETIENNE-DU-ROUVRAY | 76800 | 155 | 317 | 0 | 236 | m
FR | 2012 | FR87 | 2012FR87 | 2012-87 | 87 | 1270 | SAINT-FONS | Art 4(3) - existing plants | Other (non refineries) | 84 | no | 0 | 0 | 45.6088 | 1302.1657 | 0 | 0.67389 | 129.3923 | 0.60243
FR | 2012 | FR98 | 2012FR98 | 2012-98 | 98 | 1400 | SAINT-FONS | Art 4(3) - existing plants | Other (non refineries) | 102 | no | 0 | 0 | 0 | 875.7819 | 60.165 | 2.229 | 34.289 | 0.683
FR | 2012 | FR106 | 2012FR106 | 2012-106 | 106 | 1580 | SAINT-GAUDENS | Art 4(3) - existing plants | Other (non refineries) | 107 | no | 1227.5837 | 0 | 0 | 32.0201 | 0 | 0.506 | 102.394 | 9.961
FR | 2012 | FR222 | 2012FR222 | 2012-222 | 222 | 3300 | SAINT-JUNIEN | Art 4(1) - old-new plants | Other (non refineries) | 56 | no | 0 | 0 | 0 | 687.0832 | 0 | 0.17177 | 37.1025 | 0.61837
FR | 2012 | FR205 | 2012FR205 | 2012-205 | 205 | 305A | SAINT-LOUIS | Art 4(1) - old-new plants | ESI | 256 | no | 2098.7996 | 4698.6376 | 0 | 0 | 0 | 942.4627 | 649.402 | 7.3913
FR | 2012 | FR206 | 2012FR206 | 2012-206 | 206 | 305B | SAINT-LOUIS | Art 4(2) - new-new plants | ESI | 163 | no | 0 | 4439.3074 | 21.2247 | 0 | 0 | 562.319 | 355.0388 | 5.9489
FR | 2012 | FR248 | 2012FR248 | 2012-248 | 248 | 3590 | SAINT-MAURICE-DE-BEYNOST | Art 4(2) - new-new plants | Other (non refineries) | 56.2 | no | 0 | 0 | 3.024 | 528.0488 | 0 | 1.7734 | 21.8028 | 0.56067 | [7 empty] | 4.(a).(viii) | TORAY FILMS EUROPE | TORAY FILMS EUROPE | 2918 | Place d'Arménie |  | SAINT-MAURICE-DE-BEYNOST | 01708 | 0 | 0 | 0 | 0 | m
FR | 2012 | FR90 | 2012FR90 | 2012-90 | 90 | 130A | SAINT-MAURICE-L'EXIL | Art 4(3) - existing plants | Other (non refineries) | 247.7 | no | 0 | 619.6875 | 0 | 1232.1642 | 0 | 397.9178 | 109.979 | 49.64
FR | 2012 | FR91 | 2012FR91 | 2012-91 | 91 | 130B | SAINT-MAURICE-L'EXIL | Art 4(1) - old-new plants | Other (non refineries) | 89.7 | no | 0 | 2041.7009 | 0 | 154.6328 | 0 | 1682.2293 | 589.506 | 14.2522
FR | 2012 | FR40 | 2012FR40 | 2012-40 | 40 | 056A | SAINT-OUEN | Art 4(3) - existing plants | CHP | 280 | no | 0 | 0 | 0 | 688.3596 | 0 | 0.35565 | 8.7866 | 0.61952 | [7 empty] | 1.(c) | COMPAGNIE PARISIENNE DE CHAUFFAGE URBAIN | CPCU chaufferies de ST-OUEN I et ST-OUEN II | 4400 | 63, rue Ardoin |  | SAINT-OUEN | 93400 | 260 | 456 |  |  | l
FR | 2012 | FR41 | 2012FR41 | 2012-41 | 41 | 056B | SAINT-OUEN | Art 4(1) - old-new plants | CHP | 494.8 | no | 0 | 5597.5677 | 5.86 | 0 | 0 | 455.6807 | 250.756 | 7.8178 | [7 empty] | 1.(c) | COMPAGNIE PARISIENNE DE CHAUFFAGE URBAIN | CPCU chaufferies de ST-OUEN I et ST-OUEN II | 4400 | 63, rue Ardoin |  | SAINT-OUEN | 93400 | 260 | 456 |  |  | l
FR | 2012 | FR28 | 2012FR28 | 2012-28 | 28 | 0370 | SAINT-OUEN-L'AUMONE | Art 4(3) - existing plants | CHP | 214.09 | no | 195.7838 | 542.3084 | 4.16 | 0 | 0 | 360.8367 | 202.5669 | 2.571 | [7 empty] | 1.(c) | CYEL | CYEL | 4379 | 1, rue du Gros Murger |  | SAINT-OUEN-L'AUMONE | 95310 | 203 | 361 | 0 | 0 | m
FR | 2012 | FR254 | 2012FR254 | 2012-254 | 254 | 3650 | SAINT-VALLIER | Art 4(1) - old-new plants | Other (non refineries) | 106 | no | 136.674 | 0 | 0 | 1648.08 | 0 | 64.1451 | 70.4402 | 3.066 | [7 empty] | 6.(a) | EMIN LEYDIER | EMIN LEYDIER | 2942 | Usine de CHAMPBLAIN Route d'Andancette LAVEYRON |  | SAINT-VALLIER | 26241 | 120 | 0 | 0 | 155 | m
FR | 2012 | FR184 | 2012FR184 | 2012-184 | 184 | 2560 | SANDOUVILLE | Art 4(3) - existing plants | Other (non refineries) | 125.3 | no | 0 | 0 | 0 | 64.1146 | 0 | 0.032057 | 3.0125 | 0.03147
FR | 2012 | FR27 | 2012FR27 | 2012-27 | 27 | 036A | SARCELLES | Art 4(3) - existing plants | CHP | 127.9 | no | 0 | 0 | 0 | 319.95 | 0 | 0.15998 | 19.197 | 0.116
FR | 2012 | FR134 | 2012FR134 | 2012-134 | 134 | 1840 | SARRALBE | Art 4(3) - existing plants | Other (non refineries) | 120 | no | 0 | 1169.7786 | 0 | 0 | 134.1932 | 629.693 | 238.086 | 27.086 | [7 empty] | 4.(a).(viii) | INEOS POLYMERS SARRALBE SAS | INEOS POLYMERS SARRALBE SAS | 17916 | Rue Ernest Solvay |  | SARRALBE | 57430 | 238 | 630 | 0 | 120 | m
FR | 2012 | FR160 | 2012FR160 | 2012-160 | 160 | 2250 | SILLERY | Art 4(3) - existing plants | Other (non refineries) | 119 | no | 0 | 0 | 0 | 1187.7346 | 0 | 0.59387 | 46.3768 | 1.069 | [7 empty] | 8.(b).(ii) | CRISTAL-UNION | CRITAL UNION | 1085 | Route de châlons |  | SILLERY | 51500 | 0 | 0 | 0 | 0 | m
FR | 2012 | FR5 | 2012FR5 | 2012-5 | 5 | 0060 | SOCHAUX | Art 4(3) - existing plants | Other (non refineries) | 289 | no | 0 | 0 | 0 | 291.8592 | 0 | 0.16214 | 17.5116 | 0.26267
FR | 2012 | FR30 | 2012FR30 | 2012-30 | 30 | 0400 | SOUPPES-SUR-LOING | Art 4(3) - existing plants | Other (non refineries) | 78.51 | no | 0 | 0 | 0 | 351.0921 | 0 | 0.14044 | 21.0655 | 0.31598 | [7 empty] | 1.(c) | OUVRÉ Vincent | OUVRE FILS Sucrerie et Distillerie | 18078 | Rue de la sucrerie |  | SOUPPES-SUR-LOING | 77460 | 0 | 0 | 0 | 0 | m
FR | 2012 | FR52 | 2012FR52 | 2012-52 | 52 | 0720 | STAINS | Art 4(3) - existing plants | CHP | 99 | no | 247.388 | 0 | 86.8948 | 0 | 0 | 50.0765 | 64.2497 | 0.28711 | [7 empty] | 1.(c) | Société de Distribution de Chaleur de Saint Denis | S.D.C.S.D. (NORD) | 4401 | 1 Rue Hennequin |  | STAINS | 93240 | 0 | 0 | 0 | 0 | m
FR | 2012 | FR162 | 2012FR162 | 2012-162 | 162 | 2290 | STRASBOURG | Art 4(3) - existing plants | CHP | 149 | no | 0 | 0 | 62.5137 | 610.6979 | 0 | 30.6635 | 49.1426 | 1.2678
FR | 2012 | FR173 | 2012FR173 | 2012-173 | 173 | 2420 | STRASBOURG | Art 4(3) - existing plants | CHP | 76 | no | 0 | 0 | 24.6775 | 197.4948 | 0 | 12.0871 | 17.7729 | 0.63185
FR | 2012 | FR1 | 2012FR1 | 2012-1 | 1 | 0010 | TAVAUX | Art 4(3) - existing plants | Other (non refineries) | 402 | no | 0 | 2868.9085 | 0 | 1332.9833 | 0 | 1196.98 | 596.0002 | 4.947 | [7 empty] | 1.(c) | Société de cogénération de Tavaux | SOCIETE DE COGENERATION DE TAVAUX | 6288 | avenue de la république |  | TAVAUX | 39500 | 109 | 0 | 0 | 161 | m
FR | 2012 | FR253 | 2012FR253 | 2012-253 | 253 | 3640 | TOUL | Art 4(2) - new-new plants | ESI | 801 | yes | 0 | 0 | 0 | 2734.3559 | 0 | 0.50372 | 12.707 | 2.4609 | [7 empty] | 1.(c) | Poweo Toul Production | POWEO TOUL PRODUCTION Centrale électrique | 190127 | 875, rue de l'Escadrille des Cigognes |  | TOUL | 54200 | 0 | 0 | 0 | 153 | m
FR | 2012 | FR212 | 2012FR212 | 2012-212 | 212 | 3130 | TOULOUSE | Art 4(3) - existing plants | Other (non refineries) | 73.5 | yes | 0 | 0 | 0 | 299.1024 | 0 | 0.14955 | 17.9461 | 0.26919
FR | 2012 | FR11 | 2012FR11 | 2012-11 | 11 | 0130 | TOURY | Art 4(3) - existing plants | Other (non refineries) | 108 | no | 0 | 0 | 0 | 807.88 | 0 | 0.40394 | 48.4728 | 0.72709 | [7 empty] | 1.(c) | Sucrerie de Toury et usines annexes | Sucrerie de TOURY | 5283 | Avenue de la Sucrerie |  | TOURY | 28310 | 0 | 0 | 0 | 0 | m
FR | 2012 | FR225 | 2012FR225 | 2012-225 | 225 | 3330 | TRINITE | Art 4(2) - new-new plants | ESI | 117 | yes | 0 | 0 | 956.1719 | 0 | 0 | 1.0331 | 28.9265 | 1.239
FR | 2012 | FR250 | 2012FR250 | 2012-250 | 250 | 3610 | TRINITE | Art 4(1) - old-new plants | Other (non refineries) | 52.6 | no | 133.8956 | 0 | 6.4519 | 0 | 0 | 1.8385 | 24.806 | 16.225
FR | 2012 | FR95 | 2012FR95 | 2012-95 | 95 | 1360 | TRONCHE | Art 4(3) - existing plants | CHP | 64 | no | 0 | 0 | 16.28 | 54.0914 | 0 | 4.187 | 5.8452 | 0.14392 | [7 empty] | 5.(b) | Grenoble Alpes Metropole | ATHANOR | 2995 | Chemin de la Carronnerie |  | TRONCHE | 38700 | 0 | 0 | 0 | 163 | m
FR | 2012 | FR23 | 2012FR23 | 2012-23 | 23 | 0300 | ULIS | Art 4(3) - existing plants | CHP | 175 | no | 0 | 0 | 1.9764 | 121.9329 | 0 | 0.88842 | 7.6441 | 0.001 | [7 empty] | 1.(c) | THERMULIS | THERMULIS | 4370 | AVENUE DE PROVENCE |  | ULIS | 91400 | 247 | 0 | 0 | 0 | m
FR | 2012 | FR229 | 2012FR229 | 2012-229 | 229 | 3370 | VAIRES-SUR-MARNE | Art 4(2) - new-new plants | ESI | 1635 | yes | 0 | 0 | 599.8156 | 0 | 0.0016265 | 26.8026 | 52.0548 | 0.8402 | [7 empty] | 1.(c) | ELECTRICITE DE FRANCE | EDF Division Production Energie Thermique | 104694 | Allée Marcel Paul |  | VAIRES-SUR-MARNE | 77360 | 0 | 0 | 0 | 0 | m
FR | 2012 | FR94 | 2012FR94 | 2012-94 | 94 | 1350 | VALENCE | Art 4(3) - existing plants | CHP | 66 | no | 0 | 0 | 0 | 182.2824 | 0 | 0.091141 | 5.192 | 0.16405
FR | 2012 | FR141 | 2012FR141 | 2012-141 | 141 | 192B | VANDOEUVRE-LES-NANCY | Art 4(2) - new-new plants | CHP | 98 | no | 88.668 | 0 | 0 | 85.7077 | 0 | 4.572 | 23.175 | 8.867 | [7 empty] | 5.(a) | AUTO CASSE 3000 | AUTO CASSE 3000 | 189994 | RUE GEORGES BIZET |  | VANDOEUVRE-LES-NANCY | 54500 | 0 | 0 | 0 | 0 | m
FR | 2012 | FR84 | 2012FR84 | 2012-84 | 84 | 1230 | VAULX-EN-VELIN | Art 4(3) - existing plants | CHP | 132 | no | 0 | 0 | 5.1064 | 374.301 | 0 | 2.4595 | 29.0428 | 0.43844 | [7 empty] | 1.(c) | GDF SUEZ ENERGIE SERVICES - COFELY | GDF SUEZ ENERGIE SERVICES - COFELY | 104431 | 12 rue Jean CORONA |  | VAULX-EN-VELIN | 69120 | 0 | 0 | 0 | 0 | m
FR | 2012 | FR201 | 2012FR201 | 2012-201 | 201 | 2880 | VECQUEMONT | Art 4(3) - existing plants | Other (non refineries) | 70.7 | no | 53.6184 | 0 | 0 | 570.0383 | 0 | 8.3104 | 42.8467 | 0.56129 | [7 empty] | 8.(b).(ii) | ROQUETTE FRERES | ROQUETTE FRERES - usine de VECQUEMONT | 755 | 61 avenue des lilas CS 20805 |  | VECQUEMONT | 80800 | 0 | 0 | 0 | 0 | m
FR | 2012 | FR19 | 2012FR19 | 2012-19 | 19 | 0260 | VELIZY-VILLACOUBLAY | Art 4(3) - existing plants | CHP | 96.8 | no | 0 | 0 | 0 | 291.9583 | 0 | 0.14598 | 17.5175 | 0.26276
FR | 2012 | FR102 | 2012FR102 | 2012-102 | 102 | 1460 | VENISSIEUX | Art 4(3) - existing plants | CHP | 61.3 | no | 286.6842 | 0 | 76.0284 | 152.0748 | 0 | 45.629 | 50.848 | 0.88187
FR | 2012 | FR193 | 2012FR193 | 2012-193 | 193 | 2680 | VENIZEL | Art 4(3) - existing plants | Other (non refineries) | 74.5 | no | 91.3356 | 0 | 0 | 1205.9856 | 0 | 0.023352 | 84.2173 | 1.1676 | [7 empty] | 6.(a) | SAICA VENIZEL | SAICA PAPER FRANCE | 694 | Rue de la Vallée BP 8 |  | VENIZEL | 02200 | 0 | 0 | 0 | 0 | m
FR | 2012 | FR243 | 2012FR243 | 2012-243 | 243 | 3510 | VERNOU-LA-CELLE-SUR-SEINE | Art 4(2) - new-new plants | ESI | 1090 | yes | 0 | 0 | 129.8198 | 477.3949 | 0.0016265 | 6.0036 | 32.4698 | 1.106 | [7 empty] | 1.(c) | ELECTRICITE DE FRANCE | EDF Turbines à Combustion de MONTEREAU | 158593 | Chemin du port |  | VERNOU-LA-CELLE-SUR-SEINE | 77670 | 0 | 0 | 0 | 0 | m
FR | 2012 | FR20 | 2012FR20 | 2012-20 | 20 | 0270 | VERSAILLES | Art 4(3) - existing plants | CHP | 97.8 | no | 0 | 0 | 16.7336 | 240.4559 | 0 | 4.5546 | 17.2721 | 0.28334
FR | 2012 | FR200 | 2012FR200 | 2012-200 | 200 | 2860 | VILLERS-FAUCON | Art 4(3) - existing plants | Other (non refineries) | 129 | no | 0 | 0 | 820.7127 | 0 | 0 | 378.2473 | 138.9533 | 32.32 | [7 empty] | 8.(b).(ii) | Société Vermandoise Industries | Société Vermandoise Industries | 756 | Sainte-Emilie |  | VILLERS-FAUCON | 80240 | 138 | 378 | 0 | 0 | m
FR | 2012 | FR156 | 2012FR156 | 2012-156 | 156 | 2180 | VILLETTE-SUR-AUBE | Art 4(3) - existing plants | Other (non refineries) | 192.8 | no | 0 | 0 | 0 | 2046.4423 | 0 | 1.0232 | 112.5543 | 1.1393 | [7 empty] | 8.(b).(ii) | CRISTAL-UNION | CRISTAL UNION Site d'Arcis-sur-Aube | 1119 | BP53 |  | VILLETTE-SUR-AUBE | 10700 | 113 | 0 | 0 | 219 | m
FR | 2012 | FR45 | 2012FR45 | 2012-45 | 45 | 0620 | VITRY-SUR-SEINE | Art 4(3) - existing plants | Other (non refineries) | 60 | no | 0 | 0 | 0.15336 | 364.1796 | 0 | 0.17499 | 7.3063 | 0.0949
FR | 2012 | FR46 | 2012FR46 | 2012-46 | 46 | 0630 | VITRY-SUR-SEINE | Art 4(3) - existing plants | ESI | 2463.5 | no | 0 | 14137.9611 | 260.2872 | 28.473 | 0.31987 | 4971.861 | 3252.5 | 120.8
FR | 2012 | FR232 | 2012FR232 | 2012-232 | 232 | 3400 | VITRY-SUR-SEINE | Art 4(2) - new-new plants | ESI | 400 | yes | 0 | 0 | 94.4585 | 0 | 0 | 3.9899 | 8.1356 | 0.1111
FR | 2012 | FR163 | 2012FR163 | 2012-163 | 163 | 2300 | WANTZENAU | Art 4(3) - existing plants | Other (non refineries) | 70 | no | 0 | 0 | 62.2723 | 794.733 | 0 | 0.42629 | 20.3277 | 2.5273 | [7 empty] | 4.(a).(ix) | LANXESS Emulsion Rubber | LANXESS Emulsion Rubber | 4507 | BP7 rue du Ried |  | WANTZENAU | 67610 | 0 | 0 | 0 | 0 | m
FR | 2012 | FR77 | 2012FR77 | 2012-77 | 77 | 1130 | WARDRECQUES | Art 4(3) - existing plants | Other (non refineries) | 70.4 | no | 0 | 0 | 0 | 908.2424 | 0 | 0.47592 | 29.2587 | 0.81742 | [7 empty] | 6.(b) | CARTONNERIES DE GONDARDENNES | CARTONNERIES de GONDARDENNES | 18253 | 2, rue Pottier BP 2 |  | WARDRECQUES | 62120 | 0 | 0 | 0 | 0 | m
FR | 2012 | FR234 | 2012FR234 | 2012-234 | 234 | 3420 | WIZERNES | Art 4(2) - new-new plants | CHP | 68 | yes | 0 | 0 | 0 | 923.6981 | 0 | 0.60031 | 41.4419 | 0.83133 | [7 empty] | 6.(b) | Arjo Wiggins Usine de l'Aa Arjo Wiggins Usine de l'Aa | Arjo Wiggins | 18291 | Rue du Chocquet |  | WIZERNES | 62570 | 0 | 0 | 0 | 0 | m
FR | 2012 | FR131 | 2012FR131 | 2012-131 | 131 | 1810 | WOIPPY | Art 4(3) - existing plants | ESI | 1408.7 | no | 0 | 14214.8357 | 244.0564 | 0 | 0 | 8435.777 | 3902.8 | 371.55 | [7 empty] | 1.(c) | EDF | EDF - Centre de Production de LA MAXE | 4090 | BP 40647 |  | WOIPPY | 57146 | 3900 | 8440 | 297 | 1340 | m
[39 empty] | 254 | total
[39 empty] | 0 | p
[39 empty] | 0 | n
[39 empty] | 109 | m
[39 empty] | 5 | l
Note on U2: Ioanna Kourti: Comments prefixed with "AMEC" are comments by AMEC.
Note on Z2: Ioanna Kourti: Notes in this column which state a pollutant indicate that the ELVs for that pollutants do not apply until the specified date.

## GR
[28 empty] | E-PRTR | [10 empty] | method (p=postal code, n=plants'/facilities' names and addresses, m=manually, l=same linkage as for 2008 data)
MS | Year | Master LCP ID | Unique ID | ID per MS | Plant Number | Plant name | Plant location | Status of the plant | Sector | MWth | Gas turbine | Biomass (TJ) | Other solid fuels (TJ) | Liquid fuels (TJ) | Natural gas (TJ) | Other gases (TJ) | SO2 (t) | NOx (t) | Dust (t) | Further explanations or comments by MS | NERP | TNP | IED Article 33 potential opt-outs | Small isolated systems | Accession Treaty | Currently closed? - Year of closure if known | ActivityCode | ParentCompanyName | FacilityName | FacilityID | StreetName | BuildingNumber | City | PostalCode | NOX(t) | SOX(t) | PM10(t) | CO2(kt)
EL | 2012 | EL1 | 2012EL1 | 2012-1 | 1 | PPC S.A. -Ag. Dimitrios ST Ι-II | Ag. Dimitrios, Kozani | Art 4(3) - existing plants | ESI | 1524 | No |  | 43927 |  |  |  | 8214 | 7284 | 377 |  | YES | [5 empty] | 1.(c) | PPC S.A. | PPC S.A. SES AGIOY DHMHTRIOY | 14245 | 13 KM KOZANI - THESSALONIKI ROAD |  | AGIOS DIMITRIOS, ELLISPONTOS | 50100 | 17700 | 28900 | 584 | 14700 | m
EL | 2012 | EL2 | 2012EL2 | 2012-2 | 2 | PPC S.A. - Ag. Dimitrios ST ΙII-IV | Ag. Dimitrios, Kozani | Art 4(3) - existing plants | ESI | 1574 | No |  | 40915 |  |  |  | 11683 | 6704 | 141 |  | YES | [5 empty] | 1.(c) | PPC S.A. | PPC S.A. SES AGIOY DHMHTRIOY | 14245 | 13 KM KOZANI - THESSALONIKI ROAD |  | AGIOS DIMITRIOS, ELLISPONTOS | 50100 | 17700 | 28900 | 584 | 14700 | m
EL | 2012 | EL3 | 2012EL3 | 2012-3 | 3 | PPC S.A. -Ag. Dimitrios ST V | Ag. Dimitrios, Kozani | Art 4(3) - existing plants | ESI | 892 | No |  | 27146 |  |  |  | 9033 | 3683 | 212 |  | YES | [5 empty] | 1.(c) | PPC S.A. | PPC S.A. SES AGIOY DHMHTRIOY | 14245 | 13 KM KOZANI - THESSALONIKI ROAD |  | AGIOS DIMITRIOS, ELLISPONTOS | 50100 | 17700 | 28900 | 584 | 14700 | m
EL | 2012 | EL62 | 2012EL62 | 2012-62 | 62 | Motor Oil 1 | Ag. Theodori, Corinthos | Art 4(3) - existing plants | Refineries | 178.8 |  |  |  | 1322.058 |  | 3708.9588 | 710.2546 | 406.5828 | 41.5526 |  | YES | [5 empty] | 1.(a) | MOTOR OIL (HELLAS) - CORINTHOS REFINERIES S.A. | MOTOR OIL (HELLAS) - CORINTHOS REFINERIES S.A. | 14201 | 71 KM ATHENS – KORINTHOS OLD NATIONAL ROAD |  | SOUSSAKI, AG. THEODORI | 20100 | 2850 | 3020 | 216 | 1970 | n
EL | 2012 | EL63 | 2012EL63 | 2012-63 | 63 | Motor Oil 2 | Ag. Theodori, Corinthos | Art 4(3) - existing plants | Refineries | 128.2 |  |  |  | 2222.6449 |  | 556.8519 | 1112.3863 | 274.5264 | 69.4733 |  | YES | [5 empty] | 1.(a) | MOTOR OIL (HELLAS) - CORINTHOS REFINERIES S.A. | MOTOR OIL (HELLAS) - CORINTHOS REFINERIES S.A. | 14201 | 71 KM ATHENS – KORINTHOS OLD NATIONAL ROAD |  | SOUSSAKI, AG. THEODORI | 20100 | 2850 | 3020 | 216 | 1970 | n
EL | 2012 | EL64 | 2012EL64 | 2012-64 | 64 | Motor Oil 3 | Ag. Theodori, Corinthos | Art 4(2) - new-new plants | Refineries | 185.46 |  |  |  | 1045.6676 |  | 2094.312 | 546.4656 | 274.7219 | 36.0353 |  | NO | [5 empty] | 1.(a) | MOTOR OIL (HELLAS) - CORINTHOS REFINERIES S.A. | MOTOR OIL (HELLAS) - CORINTHOS REFINERIES S.A. | 14201 | 71 KM ATHENS – KORINTHOS OLD NATIONAL ROAD |  | SOUSSAKI, AG. THEODORI | 20100 | 2850 | 3020 | 216 | 1970 | n
EL | 2012 | EL20 | 2012EL20 | 2012-20 | 20 | PPC S.A. -Ag. Georgios ST VIII-IX | Ag.Georgios, Attica | Art 4(3) - existing plants | ESI | 905 | No |  |  |  | 440 |  | 0 | 17 | 1 |  | YES | [5 empty] | 1.(c) | PPC S.A. | PPC S.A. SES AGIOY GEORGIOY | 14299 | AGIOS GEORGIOS BAY (HERACLES BAY) |  | KERATSINI | 18755 | 0 | 0 | 0 | 0 | m
EL | 2012 | EL50 | 2012EL50 | 2012-50 | 50 | ALUMINIUM S.A 1 | Agios Nikolaos, Viotia | Art 4(3) - existing plants | Other (non refineries) | 110 | No |  |  | 0 |  |  | 0 | 0 | 0 |  | NO | [5 empty] | 2.(e) | ALUMINIUM S.A. | ALUMINIUM S.A. | 14172 | DISTOMO BEACH |  | PREFECTURE OF VOIOTIA | 32003 | 842 | 3550 | 66.1 | 1150 | n
EL | 2012 | EL51 | 2012EL51 | 2012-51 | 51 | ALUMINIUM S.A 2 | Agios Nikolaos, Viotia | Art 4(3) - existing plants | Other (non refineries) | 116 | No |  |  | 0 |  |  | 0 | 0 | 0 |  | NO | [5 empty] | 2.(e) | ALUMINIUM S.A. | ALUMINIUM S.A. | 14172 | DISTOMO BEACH |  | PREFECTURE OF VOIOTIA | 32003 | 842 | 3550 | 66.1 | 1150 | n
EL | 2012 | EL52 | 2012EL52 | 2012-52 | 52 | ALUMINIUM S.A CHP Unit 3 | Agios Nikolaos, Viotia | Art 4(2) - new-new plants | CHP | 210 | Yes | 0 | 0 | 0 | 5164.6094 | 0 |  | 226.1669 |  |  | NO | [5 empty] | 2.(e) | ALUMINIUM S.A. | ALUMINIUM S.A. | 14172 | DISTOMO BEACH |  | PREFECTURE OF VOIOTIA | 32003 | 842 | 3550 | 66.1 | 1150 | n
EL | 2012 | EL53 | 2012EL53 | 2012-53 | 53 | ALUMINIUM S.A CHP Unit 4 | Agios Nikolaos, Viotia | Art 4(2) - new-new plants | CHP | 210 | Yes | 0 | 0 | 0 | 5987.2041 | 0 |  | 262.1896 |  |  | NO | [5 empty] | 2.(e) | ALUMINIUM S.A. | ALUMINIUM S.A. | 14172 | DISTOMO BEACH |  | PREFECTURE OF VOIOTIA | 32003 | 842 | 3550 | 66.1 | 1150 | n
EL | 2012 | EL54 | 2012EL54 | 2012-54 | 54 | ALUMINIUM S.A CHP Unit 5 | Agios Nikolaos, Viotia | Art 4(2) - new-new plants | CHP | 106 | No | 0 | 0 | 0 | 14.9545 | 0 |  | 0.65488 |  |  | NO | [5 empty] | 2.(e) | ALUMINIUM S.A. | ALUMINIUM S.A. | 14172 | DISTOMO BEACH |  | PREFECTURE OF VOIOTIA | 32003 | 842 | 3550 | 66.1 | 1150 | n
EL | 2012 | EL18 | 2012EL18 | 2012-18 | 18 | PPC S.A. -Aliveri ST ΙΙΙ | Aliveri, Euboea | Art 4(3) - existing plants | ESI | 358 | No |  |  | 99 |  |  | 37 | 12 | 2 |  | YES | [5 empty] | 1.(c) | PPC S.A. | PPC S.A. SES ALIVERIOY | 14183 | ALIVERI |  | TAMINEI | 34500 | 0 | 0 | 0 | 0 | n
EL | 2012 | EL19 | 2012EL19 | 2012-19 | 19 | PPC S.A. -Aliveri ST IV | Aliveri, Euboea | Art 4(3) - existing plants | ESI | 356 | No |  |  | 236 |  |  | 94 | 34 | 5 |  | YES | [5 empty] | 1.(c) | PPC S.A. | PPC S.A. SES ALIVERIOY | 14183 | ALIVERI |  | TAMINEI | 34500 | 0 | 0 | 0 | 0 | n
EL | 2012 | EL4 | 2012EL4 | 2012-4 | 4 | PPC S.A. -Amyntaio ST Ι-II | Amyntaio, Florina | Art 4(3) - existing plants | ESI | 1525 | No |  | 40759 |  |  |  | 20000 | 3242 | 430 |  | YES | [5 empty] | 1.(c) | PPC S.A. | PPC S.A. SES AMYNTAIOY | 14254 | 9 KM AMYNTAIO - PTOLEMAIDA ROAD |  | AMYNTAIO | 53200 | 3240 | 20000 | 344 | 5020 | n
EL | 2012 | EL55 | 2012EL55 | 2012-55 | 55 | Hellenic Petroleum - Aspropyrgos - 1 (Central stack) | Aspropyrgos | Art 4(3) - existing plants | Refineries | 213 | No |  |  | 1436.7497 |  | 4777.062 | 1187 | 1152 | 142 |  | YES | [5 empty] | 1.(a) | HELLENIC PETROLEUM S.A. | HELLENIC PETROLEUM S.A. - INDUSTRIAL DIVISION OF ASPROPYRGOS | 14290 | 17 KM ATHENS - KORINTHOS NEW NATIONAL ROAD |  | ASPROPYRGOS | 19300 | 3110 | 3970 | 264 | 1500 | n
EL | 2012 | EL56 | 2012EL56 | 2012-56 | 56 | Hellenic Petroleum - Aspropyrgos - 2 (L2101) | Aspropyrgos | Art 4(3) - existing plants | Refineries | 64 | No |  |  | 1296.2099 |  | 419.3193 | 412 | 214 | 26 |  | YES | [5 empty] | 1.(a) | HELLENIC PETROLEUM S.A. | HELLENIC PETROLEUM S.A. - INDUSTRIAL DIVISION OF ASPROPYRGOS | 14290 | 17 KM ATHENS - KORINTHOS NEW NATIONAL ROAD |  | ASPROPYRGOS | 19300 | 3110 | 3970 | 264 | 1500 | n
EL | 2012 | EL57 | 2012EL57 | 2012-57 | 57 | Hellenic Petroleum - Aspropyrgos - 3 (L2001 / L2051) | Aspropyrgos | Art 4(1) - old-new plants | Refineries | 55.5 | No |  |  | 492.3063 |  | 775.3082 | 186.8 | 137.7 | 11.7 |  | NO | [5 empty] | 1.(a) | HELLENIC PETROLEUM S.A. | HELLENIC PETROLEUM S.A. - INDUSTRIAL DIVISION OF ASPROPYRGOS | 14290 | 17 KM ATHENS - KORINTHOS NEW NATIONAL ROAD |  | ASPROPYRGOS | 19300 | 3110 | 3970 | 264 | 1500 | n
EL | 2012 | EL45 | 2012EL45 | 2012-45 | 45 | PPC S.A. -Atherinolakkos ST I-II | Atherinolakkos, Lasithi | Art 4(2) - new-new plants | ESI | 250 | No |  |  | 5590 |  |  | 1639 | 503 | 9 |  | NO | [5 empty] | 1.(c) | PPC S.A. | PPC S.A. SES ATHERINOLAKKOY | 14278 | ATHERINOLAKKOS |  | LEFKI | 72059 | 8830 | 2920 | 128 | 736 | n
EL | 2012 | EL33 | 2012EL33 | 2012-33 | 33 | PPC S.A. -Chania GT 1 | Chania, Chania | Art 4(3) - existing plants | ESI | 74 | Yes |  |  | 4 |  |  | 0 | 1 | 0 |  | NO
EL | 2012 | EL34 | 2012EL34 | 2012-34 | 34 | PPC S.A. -Chania GT 4 | Chania, Chania | Art 4(3) - existing plants | ESI | 87 | Yes |  |  | 4 |  |  | 0 | 1 | 0 |  | NO
EL | 2012 | EL35 | 2012EL35 | 2012-35 | 35 | PPC S.A. -Chania GT 5 | Chania, Chania | Art 4(3) - existing plants | ESI | 119 | Yes |  |  | 29 |  |  | 0 | 6 | 0 |  | NO
EL | 2012 | EL36 | 2012EL36 | 2012-36 | 36 | PPC S.A. -Chania GT 11 | Chania, Chania | Art 4(1) - old-new plants | ESI | 174 | Yes |  |  | 524 |  |  | 0 | 315 | 3 |  | NO
EL | 2012 | EL37 | 2012EL37 | 2012-37 | 37 | PPC S.A. -Chania GT 12 | Chania, Chania | Art 4(1) - old-new plants | ESI | 174 | Yes |  |  | 181 |  |  | 0 | 97 | 1 |  | NO
EL | 2012 | EL38 | 2012EL38 | 2012-38 | 38 | PPC S.A. -Chania GT 13 | Chania, Chania | Art 4(2) - new-new plants | ESI | 76 | Yes |  |  | 109 |  |  | 0 | 10 | 0 |  | NO
EL | 2012 | EL39 | 2012EL39 | 2012-39 | 39 | PPC S.A. -Chania CC | Chania, Chania | Art 4(1) - old-new plants | ESI | 298 | Yes |  |  | 4517 |  |  | 2 | 4148 | 27 |  | NO
EL | 2012 | EL58 | 2012EL58 | 2012-58 | 58 | Hellenic Petroleum - Elefsina - 1 (CDU III) | Elefsina | Art 4(3) - existing plants | Refineries | 75 | No |  |  |  |  | 805.22 | 8.3 | 43.9 | 1.2 |  | YES | [5 empty] | 1.(a) | HELLENIC PETROLEUM S.A. | HELLENIC PETROLEUM S.A. –SOUTH REFINERIES COMPLEX – ELEFSIS INDUSTRIAL FACILITIES | 14291 | 27 KM ATHENS - KORINTHOS OLD NATIONAL ROAD |  | ELEFSINA | 19200 | 0 | 192 | 0 | 0 | n
EL | 2012 | EL48 | 2012EL48 | 2012-48 | 48 | ELPEDISON - THESSALONIKI (ex ELPEDISON (ex ENERGIAKI)) Power Plant | Hellenic Petroleum Industrial Complex, 7th km of Thessaloniki-Veria Old National Road, Delta Municipality, Thessaloniki Prefecture, GR57008 | Art 4(2) - new-new plants | ESI | 735.4 | Yes |  |  | 0.24226 | 11719.6912 |  | 0.97 | 29.6 | 0.39 | Dust: PM10 are recorded | NO | [5 empty] | 1.(c) | ELPEDISON ENERGIAKI S.A. | ELPEDISON ENERGIAKI S.A. - THESSALONIKI POWER PLANT | 58413 | 7 KM THESSALONIKI - VEROIA OLD NATIONAL ROAD |  | THESSALONIKI | 57008 | 0 | 0 | 0 | 648 | n
EL | 2012 | EL5 | 2012EL5 | 2012-5 | 5 | PPC S.A. -Kardia ST Ι | Kardia, Kozani | Art 4(3) - existing plants | ESI | 762 | No |  | 19964 |  |  |  | 2193 | 2826 | 2709 |  | YES | [5 empty] | 1.(c) | PPC S.A. | PPC S.A. SES KARDIAS | 14247 | 12 KM KOZANI - PTOLEMAIDA ROAD |  | KARDIA, YPSILANTIS | 50200 | 11500 | 10900 | 4630 | 10600 | n
EL | 2012 | EL6 | 2012EL6 | 2012-6 | 6 | PPC S.A. -Kardia ST ΙI | Kardia, Kozani | Art 4(3) - existing plants | ESI | 762 | No |  | 19209 |  |  |  | 2397 | 2364 | 2435 |  | YES | [5 empty] | 1.(c) | PPC S.A. | PPC S.A. SES KARDIAS | 14247 | 12 KM KOZANI - PTOLEMAIDA ROAD |  | KARDIA, YPSILANTIS | 50200 | 11500 | 10900 | 4630 | 10600 | n
EL | 2012 | EL7 | 2012EL7 | 2012-7 | 7 | PPC S.A. -Kardia ST ΙII | Kardia, Kozani | Art 4(3) - existing plants | ESI | 812 | No |  | 21813 |  |  |  | 2932 | 3211 | 317 |  | YES | [5 empty] | 1.(c) | PPC S.A. | PPC S.A. SES KARDIAS | 14247 | 12 KM KOZANI - PTOLEMAIDA ROAD |  | KARDIA, YPSILANTIS | 50200 | 11500 | 10900 | 4630 | 10600 | n
EL | 2012 | EL8 | 2012EL8 | 2012-8 | 8 | PPC S.A. -Kardia ST ΙV | Kardia, Kozani | Art 4(3) - existing plants | ESI | 812 | No |  | 20417 |  |  |  | 3389 | 3079 | 325 |  | YES | [5 empty] | 1.(c) | PPC S.A. | PPC S.A. SES KARDIAS | 14247 | 12 KM KOZANI - PTOLEMAIDA ROAD |  | KARDIA, YPSILANTIS | 50200 | 11500 | 10900 | 4630 | 10600 | n
EL | 2012 | EL44 | 2012EL44 | 2012-44 | 44 | PPC S.A. -Komotini CC | Komotini, Komotini | Art 4(1) - old-new plants | ESI | 923 | Yes |  |  | 6839 |  |  | 0.023 | 440 | 40 |  | NO | [5 empty] | 1.(c) | PPC S.A. | PPC S.A. SES KOMOTINIS | 14262 | INDUSTRIAL AREA OF KOMOTINI |  | KOMOTINI | 69100 | 440 | 0 | 0 | 376 | n
EL | 2012 | EL65 | 2012EL65 | 2012-65 | 65 | Thermie Serres District Heating Plant | Land plot 3796, Serres Farm, GR62100, Serres | Art 4(2) - new-new plants | District heating | 83.3 |  |  |  |  | 0.867 |  | 0 | 0.077 | 0 |  | NO
EL | 2012 | EL21 | 2012EL21 | 2012-21 | 21 | PPC S.A. -Lavrio ST Ι | Lavrio, Attica | Art 4(3) - existing plants | ESI | 358 | No |  |  | 275 |  |  | 119 | 31 | 6 |  | YES | [5 empty] | 1.(c) | PPC S.A. | PPC S.A. SES KERATEAS-LAYRIOY | 14287 | AGIOS NIKOLAOS, THORIKO |  | KERATEA | 19500 | 337 | 207 | 59.3 | 1250 | l
EL | 2012 | EL22 | 2012EL22 | 2012-22 | 22 | PPC S.A. -Lavrio ST ΙΙ | Lavrio, Attica | Art 4(3) - existing plants | ESI | 704 | No |  |  | 203 |  |  | 88 | 30 | 3 |  | YES | [5 empty] | 1.(c) | PPC S.A. | PPC S.A. SES KERATEAS-LAYRIOY | 14287 | AGIOS NIKOLAOS, THORIKO |  | KERATEA | 19500 | 337 | 207 |  |  | l
EL | 2012 | EL23 | 2012EL23 | 2012-23 | 23 | PPC S.A. -Lavrio CC 3 | Lavrio, Attica | Art 4(3) - existing plants | ESI | 466 | Yes |  |  |  | 1674 |  | 0.009 | 112 | 7 |  | NO | [5 empty] | 1.(c) | PPC S.A. | PPC S.A. SES KERATEAS-LAYRIOY | 14287 | AGIOS NIKOLAOS, THORIKO |  | KERATEA | 19500 | 337 | 207 |  |  | l
EL | 2012 | EL24 | 2012EL24 | 2012-24 | 24 | PPC S.A. -Lavrio CC 4 | Lavrio, Attica | Art 4(3) - existing plants | ESI | 1116 | Yes |  |  |  | 15605 |  | 0.083 | 119 | 42 |  | NO | [5 empty] | 1.(c) | PPC S.A. | PPC S.A. SES KERATEAS-LAYRIOY | 14287 | AGIOS NIKOLAOS, THORIKO |  | KERATEA | 19500 | 337 | 207 |  |  | l
EL | 2012 | EL25 | 2012EL25 | 2012-25 | 25 | PPC S.A. -Lavrio CC 5 | Lavrio, Attica | Art 4(2) - new-new plants | ESI | 680 | Yes |  |  |  | 4659 |  | 0.025 | 45 | 3 |  | NO | [5 empty] | 1.(c) | PPC S.A. | PPC S.A. SES KERATEAS-LAYRIOY | 14287 | AGIOS NIKOLAOS, THORIKO |  | KERATEA | 19500 | 337 | 207 |  |  | l
EL | 2012 | EL26 | 2012EL26 | 2012-26 | 26 | PPC S.A. -Linoperamata ST IV | Linoperamata, Heraklion | Art 4(3) - existing plants | ESI | 69 | No |  |  | 1834 |  |  | 881 | 255 | 25 |  | YES | [5 empty] | 1.(c) | PPC S.A. | PPC S.A. SES LINOPERAMATON | 14276 | LINOPERAMATA |  | GAZI | 77110 | 5160 | 4500 | 130 | 743 | n
EL | 2012 | EL27 | 2012EL27 | 2012-27 | 27 | PPC S.A. -Linoperamata ST V | Linoperamata, Heraklion | Art 4(3) - existing plants | ESI | 69 | No |  |  | 1708 |  |  | 821 | 241 | 23 |  | YES | [5 empty] | 1.(c) | PPC S.A. | PPC S.A. SES LINOPERAMATON | 14276 | LINOPERAMATA |  | GAZI | 77110 | 5160 | 4500 | 130 | 743 | n
EL | 2012 | EL28 | 2012EL28 | 2012-28 | 28 | PPC S.A. -Linoperamata ST VI | Linoperamata, Heraklion | Art 4(3) - existing plants | ESI | 69 | No |  |  | 1869 |  |  | 898 | 241 | 29 |  | YES | [5 empty] | 1.(c) | PPC S.A. | PPC S.A. SES LINOPERAMATON | 14276 | LINOPERAMATA |  | GAZI | 77110 | 5160 | 4500 | 130 | 743 | n
EL | 2012 | EL29 | 2012EL29 | 2012-29 | 29 | PPC S.A. -Linoperamata GT 1 | Linoperamata, Heraklion | Art 4(3) - existing plants | ESI | 69 | Yes |  |  | 3 |  |  | 0 | 0 | 0 |  | NO | [5 empty] | 1.(c) | PPC S.A. | PPC S.A. SES LINOPERAMATON | 14276 | LINOPERAMATA |  | GAZI | 77110 | 5160 | 4500 | 130 | 743 | n
EL | 2012 | EL30 | 2012EL30 | 2012-30 | 30 | PPC S.A. -Linoperamata GT 2 | Linoperamata, Heraklion | Art 4(3) - existing plants | ESI | 69 | Yes |  |  | 1 |  |  | 0 | 0 | 0 |  | NO | [5 empty] | 1.(c) | PPC S.A. | PPC S.A. SES LINOPERAMATON | 14276 | LINOPERAMATA |  | GAZI | 77110 | 5160 | 4500 | 130 | 743 | n
EL | 2012 | EL31 | 2012EL31 | 2012-31 | 31 | PPC S.A. -Linoperamata GT 3 | Linoperamata, Heraklion | Art 4(1) - old-new plants | ESI | 120 | Yes |  |  | 292 |  |  | 0.09 | 34 | 1 |  | NO | [5 empty] | 1.(c) | PPC S.A. | PPC S.A. SES LINOPERAMATON | 14276 | LINOPERAMATA |  | GAZI | 77110 | 5160 | 4500 | 130 | 743 | n
EL | 2012 | EL32 | 2012EL32 | 2012-32 | 32 | PPC S.A. -Linoperamata GT 5 | Linoperamata, Heraklion | Art 4(2) - new-new plants | ESI | 78 | Yes |  |  | 59 |  |  | 0.02 | 4 | 0 |  | NO | [5 empty] | 1.(c) | PPC S.A. | PPC S.A. SES LINOPERAMATON | 14276 | LINOPERAMATA |  | GAZI | 77110 | 5160 | 4500 | 130 | 743 | n
EL | 2012 | EL14 | 2012EL14 | 2012-14 | 14 | PPC S.A. -Megalopoli ST Ι | Megalopoli, Arcadia | Art 4(3) - existing plants | ESI | 360 | No |  | 0 |  |  |  | 0 | 0 | 0 |  | ΝΟ | [5 empty] | 1.(c) | PPC S.A. | PPC S.A. SES MEGALOPOLIS A’ | 14192 | MARMARA |  | MEGALOPOLI | 22200 | 1400 | 1290 | 0 | 3240 | n
EL | 2012 | EL15 | 2012EL15 | 2012-15 | 15 | PPC S.A. -Megalopoli ST ΙI | Megalopoli, Arcadia | Art 4(3) - existing plants | ESI | 360 | No |  | 0 |  |  |  | 0 | 0 | 0 |  | ΝΟ | [5 empty] | 1.(c) | PPC S.A. | PPC S.A. SES MEGALOPOLIS A’ | 14192 | MARMARA |  | MEGALOPOLI | 22200 | 1400 | 1290 | 0 | 3240 | n
EL | 2012 | EL16 | 2012EL16 | 2012-16 | 16 | PPC S.A. -Megalopoli ST ΙII | Megalopoli, Arcadia | Art 4(3) - existing plants | ESI | 839 | No |  | 25527 |  |  |  | 1290 | 1399 | 36 |  | YES | [5 empty] | 1.(c) | PPC S.A. | PPC S.A. SES MEGALOPOLIS A’ | 14192 | MARMARA |  | MEGALOPOLI | 22200 | 1400 | 1290 | 0 | 3240 | n
EL | 2012 | EL17 | 2012EL17 | 2012-17 | 17 | PPC S.A. -Megalopoli ST ΙV | Megalopoli, Arcadia | Art 4(3) - existing plants | ESI | 822 | No |  | 20373 |  |  |  | 1525 | 2445 | 103 |  | YES | [5 empty] | 1.(c) | PPC S.A. | PPC S.A. SES MEGALOPOLIS A’ | 14192 | MARMARA |  | MEGALOPOLI | 22200 | 1400 | 1290 | 0 | 3240 | n
EL | 2012 | EL13 | 2012EL13 | 2012-13 | 13 | PPC S.A. -Meliti ST I | Meliti, Florina | Art 4(1) - old-new plants | ESI | 796 | No |  | 16454 |  |  |  | 710 | 941 | 28 |  | NO | [5 empty] | 1.(c) | PPC S.A. | PPC S.A. SES MELITIS | 14255 | MELITI |  | FLORINA | 53071 | 941 | 710 | 0 | 1880 | n
EL | 2012 | EL9 | 2012EL9 | 2012-9 | 9 | PPC S.A. -Liptol ST I-II | Ptolemaida, Kozani | Art 4(3) - existing plants | ESI | 120 | No |  | 1208 |  |  |  | 128 | 176 | 44 |  | YES | [5 empty] | 1.(c) | PPC S.A. | PPC S.A. SES LIPTOL | 14248 | 24 KM KOZANI - PTOLEMAIDA ROAD |  | PTOLEMAIDA | 50200 | 176 | 0 | 0 | 152 | n
EL | 2012 | EL10 | 2012EL10 | 2012-10 | 10 | PPC S.A. -Ptolemaida ST Ι-II | Ptolemaida, Kozani | Art 4(3) - existing plants | ESI | 552 | No |  | 7674 |  |  |  | 894 | 590 | 896 |  | YES | [5 empty] | 1.(c) | PPC S.A. | PPC S.A. SES PTOLEMAIDAS | 14246 | 22 KM KOZANI – PTOLEMAIDA ROAD |  | PTOLEMAIDA | 50200 | 2430 | 8300 | 5640 | 4070 | n
EL | 2012 | EL11 | 2012EL11 | 2012-11 | 11 | PPC S.A. -Ptolemaida ST ΙII | Ptolemaida, Kozani | Art 4(3) - existing plants | ESI | 333 | No |  | 7072 |  |  |  | 815 | 525 | 965 |  | YES | [5 empty] | 1.(c) | PPC S.A. | PPC S.A. SES PTOLEMAIDAS | 14246 | 22 KM KOZANI – PTOLEMAIDA ROAD |  | PTOLEMAIDA | 50200 | 2430 | 8300 | 5640 | 4070 | n
EL | 2012 | EL12 | 2012EL12 | 2012-12 | 12 | PPC S.A. -Ptolemaida ST ΙV | Ptolemaida, Kozani | Art 4(3) - existing plants | ESI | 763 | No |  | 17955 |  |  |  | 6587 | 1319 | 5187 |  | YES | [5 empty] | 1.(c) | PPC S.A. | PPC S.A. SES PTOLEMAIDAS | 14246 | 22 KM KOZANI – PTOLEMAIDA ROAD |  | PTOLEMAIDA | 50200 | 2430 | 8300 | 5640 | 4070 | n
EL | 2012 | EL40 | 2012EL40 | 2012-40 | 40 | PPC S.A. -Rodos GT 1 | Soroni, Rhodes | Art 4(3) - existing plants | ESI | 87 | Yes |  |  | 10 |  |  | 0 | 1.8 | 0.2 |  | NO | [5 empty] | 1.(c) | PPC S.A. | PPC S.A. SES RODOY | 14265 | RODOS - KAMEIROS PROVINCIAL ROAD |  | SORONI | 85106 | 7520 | 2940 | 88.9 | 552 | n
EL | 2012 | EL41 | 2012EL41 | 2012-41 | 41 | PPC S.A. -Rodos GT 2 | Soroni, Rhodes | Art 4(2) - new-new plants | ESI | 68 | Yes |  |  | 409 |  |  | 0.1 | 90 | 10.3 |  | NO | [5 empty] | 1.(c) | PPC S.A. | PPC S.A. SES RODOY | 14265 | RODOS - KAMEIROS PROVINCIAL ROAD |  | SORONI | 85106 | 7520 | 2940 | 88.9 | 552 | n
EL | 2012 | EL42 | 2012EL42 | 2012-42 | 42 | PPC S.A. -Rodos GT 3 | Soroni, Rhodes | Art 4(1) - old-new plants | ESI | 70 | Yes |  |  | 310 |  |  | 0.1 | 64.4 | 4 |  | NO | [5 empty] | 1.(c) | PPC S.A. | PPC S.A. SES RODOY | 14265 | RODOS - KAMEIROS PROVINCIAL ROAD |  | SORONI | 85106 | 7520 | 2940 | 88.9 | 552 | n
EL | 2012 | EL43 | 2012EL43 | 2012-43 | 43 | PPC S.A. -Rodos GT 4 | Soroni, Rhodes | Art 4(2) - new-new plants | ESI | 73 | Yes |  |  | 471 |  |  | 0.1 | 79 | 1.8 |  | NO | [5 empty] | 1.(c) | PPC S.A. | PPC S.A. SES RODOY | 14265 | RODOS - KAMEIROS PROVINCIAL ROAD |  | SORONI | 85106 | 7520 | 2940 | 88.9 | 552 | n
EL | 2012 | EL67 | 2012EL67 | 2012-67 | 67 | KORINTHOS POWER - POWER PLANT COMBINED CYCLE | ST THEODOROI KORINTHIAS 20003 GREECE | Art 4(2) - new-new plants | ESI | 836 | Yes |  |  |  |  | 9583.82 |  | 270.786 |  | TJ in high heating value, after date of issuance of the permit the greenhouse gas emission 11/6/2012 | NO | [5 empty] | 1.(c) | KORINTHOS POWERS S.A | KORINTHOS POWERS S.A | 191317 | 71 KM ATHENS – KORINTHOS OLD NATIONAL ROAD |  | SOUSSAKI, AG. THEODORI | 20100 | 271 | 0 | 0 | 646 | n
EL | 2012 | EL66 | 2012EL66 | 2012-66 | 66 | PROTERGIA POWER PLANT COMBINED CYCLE | ST. NICOLAOS BIOTIA 32003 GREECE | Art 4(2) - new-new plants | ESI | 832 | Yes |  |  |  |  | 17537.75 |  | 351.419 |  | TJ in high heating value | NO | [5 empty] | 1.(c) | PROTERGIA S.A. | AGIOS NIKOLAOS 444,48 POWER PLANT | 177550 | AGIOS NIKOLAOS |  | DISTOMO | 32003 | 351 | 0 | 0 | 866 | m
EL | 2012 | EL59 | 2012EL59 | 2012-59 | 59 | Hellenic Petroleum - Thessaloniki - 1 (F-101) | Thessaloniki | Art 4(3) - existing plants | Refineries | 64 | No |  |  | 767.7012 |  | 420.3113 | 332.3 | 95.6 | 5 |  | YES | [5 empty] | 1.(a) | HELLENIC PETROLEUM S.A. | HELLENIC PETROLEUM S.A. - THESSALONIKI INDUSTRIAL COMPLEX | 14232 | P.O.BOX 10044, IONIA |  | ECHEDOROS | 54110 | 449 | 1500 | 58.1 | 330 | m
EL | 2012 | EL60 | 2012EL60 | 2012-60 | 60 | Hellenic Petroleum - Thessaloniki - 2 (SG931/41) | Thessaloniki | Art 4(1) - old-new plants | Refineries | 66.6 | No |  |  | 630.1491 |  | 879.7767 | 197.5 | 51.7 | 4.1 |  | NO | [5 empty] | 1.(a) | HELLENIC PETROLEUM S.A. | HELLENIC PETROLEUM S.A. - THESSALONIKI INDUSTRIAL COMPLEX | 14232 | P.O.BOX 10044, IONIA |  | ECHEDOROS | 54110 | 449 | 1500 | 58.1 | 330 | m
EL | 2012 | EL61 | 2012EL61 | 2012-61 | 61 | Hellenic Petroleum - Thessaloniki - 3 (F1401/2/3) | Thessaloniki | Art 4(2) - new-new plants | Refineries | 70.8 | No |  |  | 127.9439 |  | 1126.9146 | 65.5 | 47 | 8.5 |  | NO | [5 empty] | 1.(a) | HELLENIC PETROLEUM S.A. | HELLENIC PETROLEUM S.A. - THESSALONIKI INDUSTRIAL COMPLEX | 14232 | P.O.BOX 10044, IONIA |  | ECHEDOROS | 54110 | 449 | 1500 | 58.1 | 330 | m
EL | 2012 | EL49 | 2012EL49 | 2012-49 | 49 | ELPEDISON - THISVI Power Plant | Thisvi Industrial Area, Thiva Municipality, Viotia Prefecture, GR32010 | Art 4(2) - new-new plants | ESI | 709.7 | Yes |  |  | 0.24824 | 14267.9063 |  |  | 29.63 |  |  | NO | [5 empty] | 1.(c) | ELPEDISON POWER S.A. | THISVI 421,6 MW POWER PLANT | 177551 | INDUSTRIAL AREA OF THISVIS |  | THISVI | 32010 | 0 | 0 | 0 | 771 | n
EL | 2012 | EL46 | 2012EL46 | 2012-46 | 46 | Heron Thermoelectric S.A. | Thiva , Voiotia | Art 4(2) - new-new plants | ESI | 369.405 | Yes |  |  | 0.039 | 0.91 |  | 0 | 0.07 | 0 |  | NO | [5 empty] | 1.(c) | GROUP GEK-TERNA | HERON II VIOTIA S.A | 177553 | 4 KM THIVA - ELEFSINA NATIONAL ROAD |  | THIVA | 32200 | 123 | 0 | 0 | 486 | n
EL | 2012 | EL47 | 2012EL47 | 2012-47 | 47 | Heron II Voiotias S.A. | Thiva , Voiotia | Art 4(2) - new-new plants | ESI | 760.49 | Yes |  |  |  | 9797.77 |  | 0.75 | 122.84 | 0 |  | NO | [5 empty] | 1.(c) | GROUP GEK-TERNA | HERON II VIOTIA S.A | 177553 | 4 KM THIVA - ELEFSINA NATIONAL ROAD |  | THIVA | 32200 | 123 | 0 | 0 | 486 | n
[39 empty] | 67 | total
[39 empty] | 0 | p
[39 empty] | 46 | n
[39 empty] | 8 | m
[39 empty] | 5 | l
Note on U2: Ioanna Kourti: Comments prefixed with "AMEC" are comments by AMEC.
Note on Z2: Ioanna Kourti: Notes in this column which state a pollutant indicate that the ELVs for that pollutants do not apply until the specified date.

## HU
[28 empty] | E-PRTR | [10 empty] | method (p=postal code, n=plants'/facilities' names and addresses, m=manually, l=same linkage as for 2008 data)
MS | Year | Master LCP ID | Unique ID | ID per MS | Plant Number | Plant name | Plant location | Status of the plant | Sector | MWth | Gas turbine | Biomass (TJ) | Other solid fuels (TJ) | Liquid fuels (TJ) | Natural gas (TJ) | Other gases (TJ) | SO2 (t) | NOx (t) | Dust (t) | Further explanations or comments by MS | NERP | TNP | IED Article 33 potential opt-outs | Small isolated systems | Accession Treaty | Currently closed? - Year of closure if known | ActivityCode | ParentCompanyName | FacilityName | FacilityID | StreetName | BuildingNumber | City | PostalCode | NOX(t) | SOX(t) | PM10(t) | CO2(kt)
HU | 2012 | HU5 | 2012HU5 | 2012-5 | 5 | Bakonyi Bioenergia Kft. | Ajka | Art 4(3) - existing plants | ESI | 176.2 | No | 3458.73 | 174.1 |  | 5.67 |  | 335.59 | 332.94 | 22.047 | From 2012 only electrical supply | [6 empty] | 1.(c) | Bakonyi Bioenergia Kft. | Bakonyi Bioenergia Kft. | 39820 | Gyártelep | _ | Ajka | 8400 | 333 | 336 | 0 | 347 | n
HU | 2012 | HU6 | 2012HU6 | 2012-6 | 6 | Bakonyi Erőmű Zrt. | Ajka | Art 4(3) - existing plants | CHP | 264.3 | No | 726.3 | 2955.31 |  | 6.2 |  | 494.53 | 364.22 | 23.151 | [7 empty] | 1.(c) | Bakonyi Erőmű Zrt. | Bakonyi Erőmű Zrt. | 281 | Gyártelep | _ | Ajka | 8400 | 368 | 499 | 0 | 407 | n
HU | 2012 | HU7 | 2012HU7 | 2012-7 | 7 | MVM BVMT Zrt. | Ajka | Art 4(2) - new-new plants | CHP | 289.52 | Yes |  |  | 20.38 | 105.17 |  | 18.21 | 3.5324 | 0 | [7 empty] | 1.(c) | Magyar Villamos Művek Zrt. | MVM BVMT Zrt. | 191336 | Gyártelep | Hrsz. : 1961/1. | Ajka | 8400 | 0 | 0 | 0 | 0 | n
HU | 2012 | HU34 | 2012HU34 | 2012-34 | 34 | Alpiq Csepel Kft., Csepel II. KCGT | Budapest | Art 4(1) - old-new plants | CHP | 814 | Yes |  |  | 3.57 | 527.13 |  | 0.61 | 610.59 | [8 empty] | 1.(c) | Alpiq Ltd | Alpiq Csepel Kft. | 856 | Hőerőmű u. | 3. | Budapest 21. ker. | 1211 | 805 | 0 | 0 | 728 | n
HU | 2012 | HU35 | 2012HU35 | 2012-35 | 35 | Alpiq Csepeli Erőmű Kft. | Budapest | Art 4(3) - existing plants | District heating | 116 | No |  |  |  | 13.93 |  |  | 2.11 | 0 | [7 empty] | 1.(c) | Alpiq Ltd | Alpiq Csepel Kft. | 856 | Hőerőmű u. | 3. | Budapest 21. ker. | 1211 | 805 | 0 | 0 | 728 | n
HU | 2012 | HU40 | 2012HU40 | 2012-40 | 40 | FŐTÁV Rt. Észak-Budai Fűtőmű | Budapest | Art 4(3) - existing plants | District heating | 181.2 | No |  |  | 57.24 | 257.15 |  | 18.81 | 36.4 | 0.36
HU | 2012 | HU41 | 2012HU41 | 2012-41 | 41 | FŐTÁV Rt. Füredi Fűtőmű | Budapest | Art 4(3) - existing plants | District heating | 174 | No |  |  |  | 434.61 |  |  | 27.92
HU | 2012 | HU42 | 2012HU42 | 2012-42 | 42 | FŐTÁV Rt. Újpalotai Fűtőmű | Budapest | Art 4(3) - existing plants | District heating | 174 | No |  |  |  | 364.56 |  |  | 21.35
HU | 2012 | HU43 | 2012HU43 | 2012-43 | 43 | FŐTÁV Rt. Rákoskesztúri Fűtőmű | Budapest | Art 4(3) - existing plants | District heating | 58 | No |  |  |  | 161.57 |  |  | 0.848
HU | 2012 | HU47 | 2012HU47 | 2012-47 | 47 | MVM Észak-Budai Kogenerációs Fűtőerőmű | Budapest | Art 4(2) - new-new plants | CHP | 172 | Yes |  |  |  | 2374.558 |  |  | 134.723
HU | 2012 | HU36 | 2012HU36 | 2012-36 | 36 | Budapesti Erőmű Zrt. Kelenföldi Erőmű | Budapest | Art 4(3) - existing plants | CHP | 662.2 | Yes |  |  | 0.09 | 4075.42 |  | 0.01 | 167.87
HU | 2012 | HU37 | 2012HU37 | 2012-37 | 37 | Budapesti Erőmű Rt. Kispesti Erőmű | Budapest | Art 4(3) - existing plants | CHP | 736.6 | Yes |  |  | 0.42 | 3821.77 |  | 0.02 | 145.92 | 0.009
HU | 2012 | HU38 | 2012HU38 | 2012-38 | 38 | Budapesti Erőmű Rt. Révész utcai Fűtőmű | Budapest | Art 4(3) - existing plants | District heating | 157.2 | No |  |  |  | 4.04 |  |  | 0.15
HU | 2012 | HU39 | 2012HU39 | 2012-39 | 39 | Budapesti Erőmű Rt. Újpesti Erőmű | Budapest | Art 4(3) - existing plants | CHP | 511.5 | Yes |  |  | 9.72 | 5249.58 |  | 0.36 | 254.37 | 0.056
HU | 2012 | HU31 | 2012HU31 | 2012-31 | 31 | E.ON Energiatermelő Kft. Debreceni Erőmű | Debrecen | Art 4(3) - existing plants | CHP | 335.8 | No |  |  | 32.441 | 1341.204 | 0 | 16.468 | 65.443 | 0.106
HU | 2012 | HU33 | 2012HU33 | 2012-33 | 33 | Debreceni Kombinált Ciklusú Erőmű | Debrecen | Art 4(1) - old-new plants | CHP | 215 | Yes |  |  |  | 1837.793 |  |  | 34.272
HU | 2012 | HU15 | 2012HU15 | 2012-15 | 15 | Dorogi Erőmű Kft. | Dorog | Art 4(3) - existing plants | CHP | 168.3 | Yes | 111.85 | 471.09 | 9.33 | 98.49 | 0 | 116.419 | 192.625 | 7.577 | [7 empty] | 3.(g) | LB CERAMICS Beteiligungs GmbH | Zalakerámia Zrt. | 39969 | Rákóczi u. | 44. | Tófej | 8946 | 0 | 0 | 0 | 0 | l
HU | 2012 | HU59 | 2012HU59 | 2012-59 | 59 | Pannónia Ethanol Zrt. | Dunaföldvár | Art 4(2) - new-new plants | Other (non refineries) | 75 | No |  |  |  | 1026.6 | 2.3 | 1.097 | 27.109 | 0.262 | [7 empty] | 1.(c) | Pannonia Ethanol Zrt. | Pannonia Ethanol Zrt. | 191331 | Külterület | _ | Dunaföldvár | 7020 | 0 | 0 | 0 | 0 | n
HU | 2012 | HU9 | 2012HU9 | 2012-9 | 9 | Hamburger Hungária Kft. | Dunaújváros | Art 4(2) - new-new plants | Other (non refineries) | 154.4 | No |  |  |  | 1819 | 47.98 | 0.5 | 38.222 | 0.102 | [7 empty] | 1.(c) | Hamburger Hungária Kft. | Hamburger Hungária KFT. | 101305 | Papírgyári út | 42-46. | Dunaújváros | 2400 | 0 | 0 | 0 | 102 | n
HU | 2012 | HU11 | 2012HU11 | 2012-11 | 11 | ISD POWER Kft. | Dunaújváros | Art 4(3) - existing plants | Iron/steel | 634 | No |  |  | 10.06 | 813.9 | 7770.8 | 469.15 | 242.02 | 9.95 | [7 empty] | 1.(c) | ISD Dunaferr Zrt. | ISD POWER Kft. | 468 | Vasmű tér | 1-3. | Dunaújváros | 2400 | 0 | 0 | 0 | 1320 | n
HU | 2012 | HU25 | 2012HU25 | 2012-25 | 25 | E.ON Erőmű Kft. | Gönyű | Art 4(2) - new-new plants | ESI | 425 | No | 0 | 0 | 0 | 8403.81 | 0 | 0.006 | 77.171 | 0 | [7 empty] | 1.(c) | E.ON Erőművek Termelő és Üzemeltető Kft. | E.ON Erőművek Termelő és Üzemeltető Kft. | 176813 | Kossuth Lajos u. | 2/A | Gönyű | 9071 | 0 | 0 | 0 | 464 | n
HU | 2012 | HU17 | 2012HU17 | 2012-17 | 17 | E.ON Energiatermelő Kft. Győri Erőmű | Győr | Art 4(3) - existing plants | District heating | 111 | No | 0 | 0 | 2.62 | 293.17 | 0 | 0.801 | 18.971 | 0.254
HU | 2012 | HU18 | 2012HU18 | 2012-18 | 18 | Győr-Szol Zrt. | Győr | Art 4(3) - existing plants | District heating | 375 | No | 0 | 0 | 22.59 | 1310.97 | 0 | 9.838 | 90.509 | 0.479 | [7 empty] | 5.(d) | Győr-Szol Zrt. | Győr-Szol Győri Közszolgáltató és Vagyongazdálkodó Zrt. | 166851 | Külső-Fehérvári út | 1. | Győr | 9028 | 0 | 0 | 0 | 0 | n
HU | 2012 | HU24 | 2012HU24 | 2012-24 | 24 | Rába Energia Kft. | Győr | Art 4(1) - old-new plants | Other (non refineries) | 74.5 | No | 77.16 | 0 | 15.74 | 133.79 | 0 | 0.413 | 23.807 | 0.442
HU | 2012 | HU32 | 2012HU32 | 2012-32 | 32 | FGSZ Földgázszállító Zrt. | Hajdúszoboszló | Art 4(2) - new-new plants | Other (non refineries) | 76.2 | Yes |  |  |  | 257 |  |  | 11.6 | [8 empty] | 1.(c) | FGSZ Zrt. | FGSZ Zrt. | 75640 | Balmazújvárosi útszél | _ | Hajdúszoboszló | 4200 | 0 | 0 | 0 | 0 | n
HU | 2012 | HU26 | 2012HU26 | 2012-26 | 26 | Magyar Cukor Zrt. Kaposvári Cukorgyár | Kaposvár | Art 4(2) - new-new plants | Other (non refineries) | 120 | No |  |  |  | 295.2 | 479.3 | 4.934 | 16.431 | 0.231 | [7 empty] | 8.(b).(ii) | Magyar Cukorgyártó és Forgalmazó Zrt. | Magyar Cukor Zrt. | 39906 | Pécsi út. | 10-14. | Kaposvár | 7400 | 0 | 0 | 0 | 0 | n
HU | 2012 | HU48 | 2012HU48 | 2012-48 | 48 | AES Borsodi Energetikai Kft. Borsodi Hőerőmű | Kazincbarcika | Art 4(3) - existing plants | CHP | 215 | No | [5 empty] | 0 | 0 | 0 | The plant did not operate in 2012.
HU | 2012 | HU51 | 2012HU51 | 2012-51 | 51 | BC-Erőmű Kft. | Kazincbarcika | Art 4(1) - old-new plants | CHP | 300 | Yes |  |  | 0.03 | 5053.82 |  |  | 286.08 | [8 empty] | 1.(c) | ÉMÁSZ Nyrt. | BC-Erőmű Kft. | 39837 | Bólyai tér | 1. | Kazincbarcika | 3700 | 286 | 0 | 0 | 285 | n
HU | 2012 | HU52 | 2012HU52 | 2012-52 | 52 | BC-Therm Kft. | Kazincbarcika | Art 4(2) - new-new plants | Other (non refineries) | 90.1 | No |  |  |  | 1616.5 |  |  | 43.1 | [8 empty] | 1.(c) | Sinergy Energiaszolgáltató és Tanácsadó Kft. | Kazinc-Therm Kft. | 40002 | Gorkij u. | 1. | Kazincbarcika | 3700 | 0 | 0 | 0 | 0 | n
HU | 2012 | HU16 | 2012HU16 | 2012-16 | 16 | FGSZ Földgázszállító Zrt. | Levél | Art 4(2) - new-new plants | Other (non refineries) | 69.6 | Yes | 0 | 0 | 0 | 837.22 | 0 | 2.965 | 26.333 | 0
HU | 2012 | HU12 | 2012HU12 | 2012-12 | 12 | MVM GTER Gázturbinás Erőmű Zrt. | Litér | Art 4(1) - old-new plants | ESI | 373 | Yes |  |  | 35.16 |  |  | 4.5763 | 8.5351 | 0 | [7 empty] | 1.(c) | Magyar Villamos Művek Zrt. | MVM GTER Zrt. | 39907 | Királyszentistváni út | _ | Litér | 8196 | 0 | 0 | 0 | 0 | n
HU | 2012 | HU45 | 2012HU45 | 2012-45 | 45 | MVM GTER Gázturbinás Erőmű Zrt. | Lőrinci | Art 4(2) - new-new plants | ESI | 536 | Yes |  |  | 83.56 |  |  | 2.51 | 7.16 | 0.084
HU | 2012 | HU30 | 2012HU30 | 2012-30 | 30 | SEKAB Zrt. | Marcali | Art 4(2) - new-new plants | Other (non refineries) | 108 | No | [8 empty] | The building operations have not started yet.
HU | 2012 | HU58 | 2012HU58 | 2012-58 | 58 | Bunge Rt. Martfűi Gyára | Martfű | Art 4(3) - existing plants | Other (non refineries) | 61.2 | No | 1276.32 |  |  | 225.03 |  | 0.844 | 120.43 | 12.5 | [7 empty] | 8.(b).(ii) | Koninklijke Bunge B. V. | Bunge Zrt. | 4986 | Szolnoki út | 201. | Martfű | 5435 | 120 | 0 | 0 | 0 | n
HU | 2012 | HU54 | 2012HU54 | 2012-54 | 54 | MIFŰ Miskolci Fűtőerőmű Kft. | Miskolc, Hold utca | Art 4(2) - new-new plants | CHP | 84.6 | Yes |  |  |  | 879.747 |  |  | 59
HU | 2012 | HU55 | 2012HU55 | 2012-55 | 55 | MIFŰ Miskolci Fűtőerőmű Kft. | Miskolc, Tatár utca | Art 4(3) - existing plants | District heating | 348 | No |  |  |  | 600.601 |  |  | 25
HU | 2012 | HU23 | 2012HU23 | 2012-23 | 23 | MESZ Magyaróvár Zrt. | Mosonmagyaróvár | Art 4(3) - existing plants | District heating | 56 | No | 0 | 0 | 2.09 | 157.05 | 0 | 0.07 | 9.107 | 0.046 | [7 empty] | 1.(c) | MESZ Mosonmagyaróvár Kft. | MESZ Mosonmagyaróvár Energia Szolgáltató Kft. | 166852 | Timföldgyári út | 13. | Mosonmagyaróvár | 9200 | 0 | 0 | 0 | 0 | n
HU | 2012 | HU22 | 2012HU22 | 2012-22 | 22 | Zoltek Zrt. | Nyergesújfalu | Art 4(2) - new-new plants | Other (non refineries) | 52.9 | No | 0 | 0 | 0 | 411.39 | 0 | 2.004 | 32.928 | 0.413 | [7 empty] | 4.(a).(viii) | Zoltek Companies Inc. | Zoltek Vegyipari Zrt. | 137 | Varga József tér | 1. | Nyergesújfalu | 2537 | 143 | 0 | 0 | 145 | n
HU | 2012 | HU3 | 2012HU3 | 2012-3 | 3 | E.ON Energiatermelő Kft. Nyíregyházi Erőmű | Nyíregyháza | Art 4(3) - existing plants | CHP |  | No |  |  |  | 733.613 |  | 0.23 | 175.19 | 1.64 | [7 empty] | 1.(c) | E.ON Energiatermelő Kft. | E.ON Energiatermelő Kft. | 75586 | Bethlen Gábor u. | 92. | Nyíregyháza | 4400 | 175 | 0 | 0 | 0 | n
HU | 2012 | HU4 | 2012HU4 | 2012-4 | 4 | Nyíregyházi Kombinált Ciklusú Erőmű | Nyíregyháza | Art 4(2) - new-new plants | CHP | 135 | Yes |  |  |  | 1145.505 |  | 0 | 40.68 | 0
HU | 2012 | HU21 | 2012HU21 | 2012-21 | 21 | Vértesi Erőmű Zrt. | Oroszlány | Art 4(3) - existing plants | ESI | 760 | No | 1168.23 | 11402.95 | 218.47 | 0 | 0 | 1469.532 | 1151.102 | 1.807 | [7 empty] | 1.(c) | Vértesi Erőmű Zrt. | Vértesi Erőmű Zrt. | 140 | Külterület | Hrsz.: 0718/7. | Oroszlány | 2840 | 1150 | 1470 | 0 | 934 | n
HU | 2012 | HU27 | 2012HU27 | 2012-27 | 27 | Pannon Hőerőmű Zrt. | Pécs | Art 4(2) - new-new plants | CHP | 424 | No | 4512.14 |  | 89.21 | 507.85 |  | 6.219 | 362.691 | 19.008 | [7 empty] | 1.(c) | Dalkia Energia Zrt. | Pannon Hőerőmű Zrt. | 534 | Edison u. | 1. | Pécs | 7630 | 362 | 0 | 0 | 370 | n
HU | 2012 | HU28 | 2012HU28 | 2012-28 | 28 | Pannon-Hő Energetikai Termelő Kft. | Pécs | Art 4(2) - new-new plants | CHP | 124 | No | [8 empty] | The plant had built, the pilot operation will be in 2013.
HU | 2012 | HU29 | 2012HU29 | 2012-29 | 29 | Pannonenergia Erőművi Tanácsadó Kft. | Pécs | Art 4(2) - new-new plants | CHP | 170 | No | [8 empty] | Under construction
HU | 2012 | HU13 | 2012HU13 | 2012-13 | 13 | Nitrogénművek Zrt. | Pétfürdő | Art 4(3) - existing plants | Other (non refineries) | 160 | No |  |  |  | 289.7 |  | 0.0449 | 18.018 | 0 | [7 empty] | 4.(c) | Nitrogénművek Zrt. | Nitrogénművek Zrt. | 298 | Hősök tere | 14. | Pétfürdő | 8105 | 311 | 0 | 144 | 312 | n
HU | 2012 | HU8 | 2012HU8 | 2012-8 | 8 | Hankook Tire Magyarország Kft. | Rácalmás | Art 4(2) - new-new plants | Other (non refineries) | 52.4 | No |  |  |  | 188 |  | 0.446 | 26.258 | 0 | The total rated thermal input of the plant reached 50 MWth with a new boiler put on in 2012. For 2010-2011 the total rated thermal input was only 39,3 MWth. | [6 empty] | 1.(c) | Hankook Tire Co Ltd. | Hankook Tire Magyarország Kft. | 101283 | Hankook tér | 1. | Rácalmás | 2459 | 0 | 0 | 0 | 0 | n
HU | 2012 | HU56 | 2012HU56 | 2012-56 | 56 | MVM GTER Gázturbinás Erőmű Zrt. | Sajószöged | Art 4(1) - old-new plants | ESI | 373 | Yes |  |  | 52.46 |  |  | 1.85 | 3.33 | 0 | [7 empty] | 1.(c) | MVM GTER Zrt. | MVM GTER Zrt. | 39892 | Külterület | Hrsz.:0112/6. | Sajószöged | 3599 | 0 | 0 | 0 | 0 | n
HU | 2012 | HU19 | 2012HU19 | 2012-19 | 19 | E.ON Energiatermelő Kft. Soproni Erőmű | Sopron | Art 4(3) - existing plants | District heating | 74.2 | No | 0 | 0 | 0 | 141.99 | 0 | 0.059 | 2.838 | 0.032
HU | 2012 | HU10 | 2012HU10 | 2012-10 | 10 | Hungrana Kft. | Szabadegyháza | Art 4(3) - existing plants | Other (non refineries) | 126.9 | Yes |  |  |  | 3237 |  | 15.64 | 58.13 | 0.0017 | [7 empty] | 8.(b).(ii) | Hungrana Kft. | Hungrana Kft. | 471 | Ipartelep | _ | Szabadegyháza | 2432 | 261 | 0 | 0 | 223 | n
HU | 2012 | HU2 | 2012HU2 | 2012-2 | 2 | DBM Dél-Nyírségi Bioenergia Művek Energiatermelő Zrt. | Szakoly | Art 4(2) - new-new plants | ESI | 58 | No | 1414.57 |  |  |  |  | 1.34 | 52.95 | 2.01 | [7 empty] | 1.(c) | Dbm Zrt. | Dbm Zrt. | 101285 | Szakolykert út | 1. | Szakoly | 4234 | 0 | 0 | 0 | 0 | n
HU | 2012 | HU44 | 2012HU44 | 2012-44 | 44 | Dunamenti Erőmű Zrt. | Százhalombatta | Art 4(3) - existing plants | CHP | 3845 | Yes |  |  |  | 15990.71 |  |  | 371.93 | [8 empty] | 1.(c) | Electrabel S.A. MVM Zrt. | Dunamenti Erőmű Zrt. | 772 | Erőmű u. | 2. | Százhalombatta | 2440 | 352 | 0 | 0 | 900 | n
HU | 2012 | HU46 | 2012HU46 | 2012-46 | 46 | MOL Nyrt. Dunai Finomító | Százhalombatta | Art 4(3) - existing plants | Refineries | 417.3 | No |  |  | 1748.823 | 387.27 | 5608.93 | 161.1 | 476.22 | 11.59 | [7 empty] | 1.(c) | CM European Power International B.V. | MOL - CEZ European Power Hungary Kft. | 75679 | Olajmunkás út | 2. | Százhalombatta | 2440 | 13000 | 0 | 0 | 0 | n
HU | 2012 | HU14 | 2012HU14 | 2012-14 | 14 | Székesfehérvári Fűtőerőmű Kft. | Székesfehérvár | Art 4(3) - existing plants | CHP | 159.6 | No |  |  | 15.3 | 524.3 |  | 27.07 | 21.024 | 0.139 | [7 empty] | 1.(c) | Székesfehérvári Fűtőerőmű KFT. "f.a." | Székesfehérvári Fűtőerőmű KFT. "f.a." | 191335 | Királysor | 1/B | Székesfehérvár | 8000 | 0 | 0 | 0 | 0 | n
HU | 2012 | HU20 | 2012HU20 | 2012-20 | 20 | Tatabányai Erőmű Kft. | Tatabánya | Art 4(3) - existing plants | CHP | 180 | No | 0 | 0 | 0 | 1163.33 | 0 | 1.279 | 68.411 | 0.306 | [7 empty] | 1.(c) | Tatabánya Erőmű Kft. | Tatabánya Erőmű Kft. | 142 | Vájár Köz | 2. | Tatabánya | 2800 | 177 | 0 | 0 | 100 | n
HU | 2012 | HU49 | 2012HU49 | 2012-49 | 49 | AES Tisza Erőmű Kft. | Tiszaújváros | Art 4(3) - existing plants | ESI | 2258 | No |  |  | 1073 | 253 |  | 24 | 89 | 8 | The plant had operated only until March 2012. | [6 empty] | 1.(c) | AES Tisza Erőmű Kft. | AES Tisza Erőmű Kft. | 5688 | Verebély u. | 2. | Tiszaújváros | 3580 | 0 | 0 | 0 | 101 | n
HU | 2012 | HU50 | 2012HU50 | 2012-50 | 50 | AES Borsodi Energetikai Kft. Tiszapalkonyai Hőerőmű | Tiszaújváros | Art 4(3) - existing plants | ESI | 295 | No | [5 empty] | 0 | 0 | 0 | The plant did not operate in 2012.
HU | 2012 | HU57 | 2012HU57 | 2012-57 | 57 | TVK-Erőmű Kft. | Tiszaújváros | Art 4(2) - new-new plants | CHP | 241 | Yes |  |  |  | 2737 |  |  | 145.35 | [8 empty] | 1.(c) | TVK-Erőmű Kft. | TVK-Erőmű Kft. | 39838 | Gyári út | _ | Tiszaújváros | 3580 | 145 | 0 | 0 | 152 | n
HU | 2012 | HU53 | 2012HU53 | 2012-53 | 53 | Mátrai Erőmű Zrt. | Visonta | Art 4(3) - existing plants | ESI | 2395.6 | Yes | 5126.29 | 55164.31 | 294.02 | 1237.4 |  | 5641.04 | 7530.27 | 134.86 | [7 empty] | 1.(c) | RWE AG | Mátrai Erőmű Zrt. | 5791 | Erőmű | 11. | Visonta | 3271 | 7530 | 5640 | 0 | 6280 | n
HU | 2012 | HU1 | 2012HU1 | 2012-1 | 1 | MOL Nyrt. Zalai Finomító | Zalaegerszeg | Art 4(3) - existing plants | Refineries | 53.8 | No |  |  | 550.853 |  |  | 28.13 | 67.74 | 8.65 | [7 empty] | 1.(a) | MOL Magyar Olaj- és Gázipari Nyrt. | MOL Magyar Olaj- és Gázipari Nyrt. | 243 | Zrínyi u. | 6. | Zalaegerszeg | 8900 | 0 | 0 | 0 | 0 | n
[39 empty] | 59 | total
[39 empty] | 0 | p
[39 empty] | 34 | n
[39 empty] | 0 | m
[39 empty] | 1 | l
Note on U2: Ioanna Kourti: Comments prefixed with "AMEC" are comments by AMEC.
Note on Z2: Ioanna Kourti: Notes in this column which state a pollutant indicate that the ELVs for that pollutants do not apply until the specified date.

## IE
[28 empty] | E-PRTR | [10 empty] | method (p=postal code, n=plants'/facilities' names and addresses, m=manually, l=same linkage as for 2008 data)
MS | Year | Master LCP ID | Unique ID | ID per MS | Plant Number | Plant name | Plant location | Status of the plant | Sector | MWth | Gas turbine | Biomass (TJ) | Other solid fuels (TJ) | Liquid fuels (TJ) | Natural gas (TJ) | Other gases (TJ) | SO2 (t) | NOx (t) | Dust (t) | Further explanations or comments by MS | NERP | TNP | IED Article 33 potential opt-outs | Small isolated systems | Accession Treaty | Currently closed? - Year of closure if known | ActivityCode | ParentCompanyName | FacilityName | FacilityID | StreetName | BuildingNumber | City | PostalCode | NOX(t) | SOX(t) | PM10(t) | CO2(kt)
IE | 2012 | IE15 | 2012IE15 | 2012-15 | 15 | North Wall 5 | Alexandra Road, Dublin , Co.Dublin | Art 4(3) - existing plants | ESI | 341 | Yes |  |  | 2.789 | 725.005 |  |  | 74.239 | [8 empty] | 1.(c) | Electricity Supply Board | Electricity Supply Board | 8271 | North Wall Generating Station | Alexandra Road | Dublin 1 | . | 0 | 0 | 0 | 0 | n
IE | 2012 | IE24 | 2012IE24 | 2012-24 | 24 | Aughinish Alumina | Askeaton, Co. Limerick | Art 4(3) - existing plants | Other (non refineries) | 478 | No |  |  | 3616.07 |  |  | 1620.1282 | 610.0326 | 37.525 | [7 empty] | 4.(b) | Aughinish Alumina Limited | Aughinish Alumina Limited | 8595 | Askeaton Island | Askeaton | County Limerick | . | 1450 | 1630 | 144 | 1360 | n
IE | 2012 | IE25 | 2012IE25 | 2012-25 | 25 | Aughinish Alumina | Askeaton, Co. Limerick | Art 4(1) - old-new plants | CHP | 504.7 | Yes |  |  |  | 13302.6088 |  | 10 | 297.448 | [8 empty] | 4.(b) | Aughinish Alumina Limited | Aughinish Alumina Limited | 8595 | Askeaton Island | Askeaton | County Limerick | . | 1450 | 1630 | 144 | 1360 | n
IE | 2012 | IE10 | 2012IE10 | 2012-10 | 10 | Great Island 1 & 2 | Campile, New Ross, Co. Wexford | Art 4(3) - existing plants | ESI | 346 | No |  |  | 56.3631 |  |  | 17.682 | 6.46 | 1.751 | [7 empty] | 4.(a).(ii) | Green Biofuels Ireland Limited | Green Biofuels Ireland Limited | 176837 | Marshmeadows | New Ross | Co Wexford | . | 0 | 0 | 0 | 0 | m
IE | 2012 | IE11 | 2012IE11 | 2012-11 | 11 | Great Island 3 | Campile, New Ross, Co. Wexford | Art 4(3) - existing plants | ESI | 303 | No |  |  | 211.3348 |  |  | 83.619 | 37.814 | 5.204 | [7 empty] | 4.(a).(ii) | Green Biofuels Ireland Limited | Green Biofuels Ireland Limited | 176837 | Marshmeadows | New Ross | Co Wexford | . | 0 | 0 | 0 | 0 | m
IE | 2012 | IE14 | 2012IE14 | 2012-14 | 14 | Marina | Centre Park Road, Cork, Co.Cork | Art 4(2) - new-new plants | ESI | 277 | Yes |  |  | 2.1113 | 256.6643 |  | 0.24 | 51.5 | [8 empty] | 1.(c) | Electricity Supply Board | Electricity Supply Board | 7934 | Marina Generating Station | Centre Park Road | Cork | . | 0 | 0 | 0 | 0 | n
IE | 2012 | IE21 | 2012IE21 | 2012-21 | 21 | Tynagh Energy | Derryfrench, Loughrea, Co. Galway | Art 4(1) - old-new plants | ESI | 691 | Yes |  |  | 13.7682 | 4791.5447 |  | 5.7488 | 114.9954 | [8 empty] | 1.(c) | Tynagh Energy Limited | Tynagh Energy Limited | 19169 | PM Group | Killakee House | Belgard Square, Tallaght,Dublin 24 | . | 115 | 0 | 0 | 275 | m
IE | 2012 | IE20 | 2012IE20 | 2012-20 | 20 | Guinness P301 | Dublin 8, Co. Dublin | Art 4(1) - old-new plants | CHP | 79 | No |  |  | 1.0875 | 912.7976 |  |  | 59.392 | 2.2817
IE | 2012 | IE18 | 2012IE18 | 2012-18 | 18 | Edenderry Power | Edenderry, Co. Offaly | Art 4(1) - old-new plants | ESI | 299 | No | 1518.4458 | 6359.5646 | 11.996 |  |  | 1130.9 | 583.2383 | 69.8 | [7 empty] | 1.(c) | Edenderry Power Limited | Edenderry Power Limited | 9486 | Ballykilleen | Edenderry | County Offaly | . | 583 | 1130 | 0 | 714 | n
IE | 2012 | IE28 | 2012IE28 | 2012-28 | 28 | Whitegate Power Station P0830 | Fort Davis Road Whitegate, Co. Cork | Art 4(2) - new-new plants | ESI | 755 | Yes |  |  | 23.34 | 13792.14 |  | 52.7617 | 507.4876 | 2.0672
IE | 2012 | IE22 | 2012IE22 | 2012-22 | 22 | Huntstown Power Station (phase I) | Huntstown, Finglas, Dublin 11, Co.Dublin | Art 4(1) - old-new plants | ESI | 675 | Yes |  |  | 8.3812 | 5986.2 |  | 2.2176 | 178.2312 | 4.7727 | [7 empty] | 1.(c) | Huntstown Power Company Limited | Huntstown Power Company Limited | 9506 | Huntstown Power Station | Huntstown Quarry | North Road,Finglas, Dublin 11 | . | 178 | 0 | 0 | 342 | n
IE | 2012 | IE23 | 2012IE23 | 2012-23 | 23 | Viridian Power (phase II) | Huntstown, Finglas, Dublin 11, Co.Dublin | Art 4(2) - new-new plants | ESI | 792 | Yes |  |  | 11.5 | 15400.22 |  | 5.2112 | 502.1448 | 10.5735 | [7 empty] | 1.(c) | Viridian Power Limited | Viridian Power Limited | 19171 | Huntstown Power Station | Huntstown Quarry | North Road, Finglas,Dublin 11 | . | 502 | 0 | 0 | 879 | n
IE | 2012 | IE1 | 2012IE1 | 2012-1 | 1 | Moneypoint U1 | Kilrush Co.Clare | Art 4(3) - existing plants | ESI | 770 | No |  | 16324.88 | 408.248 |  | 0.582 | 3076 | 2210 | 50 | [7 empty] | 1.(c) | Electricity Supply Board | Electricity Supply Board | 8025 | Moneypoint Generating Station | Killimer | Kilrush,County Clare | . | 6360 | 7950 | 240 | 4650 | n
IE | 2012 | IE2 | 2012IE2 | 2012-2 | 2 | Moneypoint U2 | Kilrush Co.Clare | Art 4(3) - existing plants | ESI | 770 | No |  | 14935.74 | 373.508 |  | 0.533 | 2432 | 1859 | 63 | [7 empty] | 1.(c) | Electricity Supply Board | Electricity Supply Board | 8025 | Moneypoint Generating Station | Killimer | Kilrush,County Clare | . | 6360 | 7950 | 240 | 4650 | n
IE | 2012 | IE3 | 2012IE3 | 2012-3 | 3 | Moneypoint U3 | Kilrush Co.Clare | Art 4(3) - existing plants | ESI | 770 | No |  | 17310.88 | 432.905 |  | 0.618 | 2438 | 2286 | 138 | [7 empty] | 1.(c) | Electricity Supply Board | Electricity Supply Board | 8025 | Moneypoint Generating Station | Killimer | Kilrush,County Clare | . | 6360 | 7950 | 240 | 4650 | n
IE | 2012 | IE19 | 2012IE19 | 2012-19 | 19 | Lough Ree Power | Lanesborough, Co. Longford | Art 4(1) - old-new plants | ESI | 247 | No |  | 6685.6703 | 13.1169 |  | 0.004433 | 187.9 | 351.9 | 28.1 | [7 empty] | 1.(c) | Electricity Supply Board | Electricity Supply Board | 8740 | Lough Ree Power | Lanesborough | County Longford | . | 352 | 188 | 0 | 786 | n
IE | 2012 | IE8 | 2012IE8 | 2012-8 | 8 | Poolbeg U4 | Pigeon House Road, Dublin 4, Co. Dublin | Art 4(2) - new-new plants | ESI | 470 | Yes |  |  | 4.794 | 9000.526 |  | 0 | 250.143 | 0 | [7 empty] | 1.(c) | Electricity Supply Board | Electricity Supply Board | 8353 | ESB Poolbeg Generating Station | Pigeon House Road | Ringsend,Dublin 4 | . | 472 | 0 | 0 | 1020 | n
IE | 2012 | IE9 | 2012IE9 | 2012-9 | 9 | Poolbeg U5 | Pigeon House Road, Dublin 4, Co. Dublin | Art 4(2) - new-new plants | ESI | 470 | Yes |  |  | 4.78 | 8975.36 |  | 0 | 221.929 | 0 | [7 empty] | 1.(c) | Electricity Supply Board | Electricity Supply Board | 8353 | ESB Poolbeg Generating Station | Pigeon House Road | Ringsend,Dublin 4 | . | 472 | 0 | 0 | 1020 | n
IE | 2012 | IE16 | 2012IE16 | 2012-16 | 16 | Synergen (Dublin Bay Power Plant) | Pigeon House Road, Dublin 4, Co. Dublin | Art 4(2) - new-new plants | ESI | 730 | Yes |  |  | 62.8821 | 16552.87 |  | 6.634 | 86.76 | [8 empty] | 1.(c) | Synergen Power Limited | Synergen Power Limited | 75905 | Utility O & M Services | Dublin Bay Power Plant | Pigeon House Road, Ringsend,Dublin 4 | . | 0 | 0 | 0 | 949 | n
IE | 2012 | IE17 | 2012IE17 | 2012-17 | 17 | West Offaly Power | Shannonbridge, Co. Westmeath | Art 4(1) - old-new plants | ESI | 370 | No |  | 9982.1329 | 31.6731 |  | 0.004433 | 67.2 | 497.7 | 7.6 | [7 empty] | 1.(c) | Electricity Supply Board | Electricity Supply Board | 8061 | Shannonbridge | County Offaly | . | . | 498 | 0 | 0 | 1180 | m
IE | 2012 | IE12 | 2012IE12 | 2012-12 | 12 | Tarbert 1 & 2 | Tarbert, Co. Kerry | Art 4(3) - existing plants | ESI | 342 | No |  |  | 55.2375 |  |  | 11.3 | 6.38 | 1.42 | [7 empty] | 1.(c) | SSE Generation Ireland Limited | SSE Generation Ireland Limited | 7997 | Tarbert Generating Station | Tarbert | Listowel,County. Kerry | . | 0 | 0 | 0 | 0 | n
IE | 2012 | IE13 | 2012IE13 | 2012-13 | 13 | Tarbert 3 & 4 | Tarbert, Co. Kerry | Art 4(3) - existing plants | ESI | 1234 | No |  |  | 145.9777 |  |  | 16.16 | 6.45 | 2.24 | [7 empty] | 1.(c) | SSE Generation Ireland Limited | SSE Generation Ireland Limited | 7997 | Tarbert Generating Station | Tarbert | Listowel,County. Kerry | . | 0 | 0 | 0 | 0 | n
IE | 2012 | IE26 | 2012IE26 | 2012-26 | 26 | Concophillips P0266 | Whitegate, Co.Cork | Art 4(3) - existing plants | Refineries | 230 | No |  |  | 5631.5195 | 289.5292 |  | 427.663 | 680.026 | [8 empty] | 1.(a) | Phillips 66 Whitegate Refinery Limited | Phillips 66 Whitegate Refinery Limited | 7964 | Whitegate | Midleton | Co. Cork | . | 680 | 428 | 0 | 313 | n
IE | 2012 | IE4 | 2012IE4 | 2012-4 | 4 | Aghada U1 | Whitegate, Midleton, Co.Cork | Art 4(3) - existing plants | ESI | 670 | No |  |  | 2.594 | 1142.1 |  |  | 49.7 | [8 empty] | 1.(c) | Electricity Supply Board | Electricity Supply Board | 9626 | ESB Aghada Generating Station | Whitegate | Midleton,County Cork | . | 202 | 0 | 0 | 456 | n
IE | 2012 | IE5 | 2012IE5 | 2012-5 | 5 | Aghada CT11-U2 | Whitegate, Midleton, Co.Cork | Art 4(3) - existing plants | ESI | 283 | Yes |  |  | 0.735 | 323.403 |  | 6.64 | 31.754 | 0 | [7 empty] | 1.(c) | Electricity Supply Board | Electricity Supply Board | 9626 | ESB Aghada Generating Station | Whitegate | Midleton,County Cork | . | 202 | 0 | 0 | 456 | n
IE | 2012 | IE6 | 2012IE6 | 2012-6 | 6 | Aghada CT12-U3 | Whitegate, Midleton, Co.Cork | Art 4(3) - existing plants | ESI | 283 | Yes |  |  | 1.072 | 471.882 |  | 3.71 | 51.115 | 0 | [7 empty] | 1.(c) | Electricity Supply Board | Electricity Supply Board | 9626 | ESB Aghada Generating Station | Whitegate | Midleton,County Cork | . | 202 | 0 | 0 | 456 | n
IE | 2012 | IE7 | 2012IE7 | 2012-7 | 7 | Aghada CT14-U4 | Whitegate, Midleton, Co.Cork | Art 4(3) - existing plants | ESI | 283 | Yes |  |  | 0.5229 | 230.197 |  | 14.57 | 26.553 | 0 | [7 empty] | 1.(c) | Electricity Supply Board | Electricity Supply Board | 9626 | ESB Aghada Generating Station | Whitegate | Midleton,County Cork | . | 202 | 0 | 0 | 456 | n
IE | 2012 | IE27 | 2012IE27 | 2012-27 | 27 | Aghada CCGT | Whitegate, Midleton, Co.Cork | Art 4(2) - new-new plants | ESI | 740 | Yes |  |  | 10.443 | 5873.425 |  | 9.9 | 42.9 | 0 | [7 empty] | 1.(c) | Electricity Supply Board | Electricity Supply Board | 9626 | ESB Aghada Generating Station | Whitegate | Midleton,County Cork | . | 202 | 0 | 0 | 456 | n
[39 empty] | 28 | total
[39 empty] | 0 | p
[39 empty] | 22 | n
[39 empty] | 4 | m
[39 empty] | 0 | l
Note on U2: Ioanna Kourti: Comments prefixed with "AMEC" are comments by AMEC.
Note on Z2: Ioanna Kourti: Notes in this column which state a pollutant indicate that the ELVs for that pollutants do not apply until the specified date.

## IT
[28 empty] | E-PRTR | [10 empty] | method (p=postal code, n=plants'/facilities' names and addresses, m=manually, l=same linkage as for 2008 data)
MS | Year | Master LCP ID | Unique ID | ID per MS | Plant Number | Plant name | Plant location | Status of the plant | Sector | MWth | Gas turbine | Biomass (TJ) | Other solid fuels (TJ) | Liquid fuels (TJ) | Natural gas (TJ) | Other gases (TJ) | SO2 (t) | NOx (t) | Dust (t) | Further explanations or comments by MS | NERP | TNP | IED Article 33 potential opt-outs | Small isolated systems | Accession Treaty | Currently closed? - Year of closure if known | ActivityCode | ParentCompanyName | FacilityName | FacilityID | StreetName | BuildingNumber | City | PostalCode | NOX(t) | SOX(t) | PM10(t) | CO2(kt)
IT | 2012 | IT62 | 2012IT62 | 2012-62 | 62 | Calenia Energia S.p.A. | 81056 Sparanise (Caserta) - S.S. Appia km 187 |  |  | 700 | Yes | 0 | 0 | 0 | 9508 | 0 | 0 | 129.25 | 0 | [7 empty] | 1.(c) | CALENIA ENERGIA S.P.A. | CALENIA ENERGIA S.P.A. | 27071 | Strada Statale APPIA, km187 | 1 | SPARANISE | 81056 | 238 | 0 | 0 | 1110 | p
IT | 2012 | IT63 | 2012IT63 | 2012-63 | 63 | Calenia Energia S.p.A. | 81056 Sparanise (Caserta) - S.S. Appia km 187 |  |  | 700 | Yes | 0 | 0 | 0 | 10203 | 0 | 0 | 116.22 | 0 | [7 empty] | 1.(c) | CALENIA ENERGIA S.P.A. | CALENIA ENERGIA S.P.A. | 27071 | Strada Statale APPIA, km187 | 1 | SPARANISE | 81056 | 238 | 0 | 0 | 1110 | p
IT | 2012 | IT24 | 2012IT24 | 2012-24 | 24 | Cofely Italia Spa | Acerra (Napoli) - Strada Provinciale Acerra Pomigliano snc - 80011 |  |  | 105 | Yes | 0 | 0 | 0 | 2285.9499 | 0 | 0 | 242.63 | 0 | [7 empty] | 1.(c) | Cofely Italia S.p.A. | Cofely Italia S.p.A.- Centrale termoelettrica di Acerra | 27556 | STP Acerra-Pomigliano | SNC | ACERRA | 80011 | 489 | 0 | 0 | 246 | n
IT | 2012 | IT25 | 2012IT25 | 2012-25 | 25 | Cofely Italia Spa | Acerra (Napoli) - Strada Provinciale Acerra Pomigliano snc - 80011 |  |  | 105 | Yes | 0 | 0 | 0 | 2251.4821 | 0 | 0 | 279.56 | 0 | [7 empty] | 1.(c) | Cofely Italia S.p.A. | Cofely Italia S.p.A.- Centrale termoelettrica di Acerra | 27556 | STP Acerra-Pomigliano | SNC | ACERRA | 80011 | 489 | 0 | 0 | 246 | n
IT | 2012 | IT313 | 2012IT313 | 2012-313 | 313 | FENICE SPA | ACERRA FIAT ALFA ROMEO (NAPOLI) - VIA EX-AEREOPORTO CAP 80011 |  |  | 175 | No | 0 | 0 | 0 | 48.8543 | 0 | 0 | 3.09 | 0 | [7 empty] | 1.(c) | FENICE SP.A | Unità operativa Pomigliano Auto | 27861 | VIA Ex Aeroporto | SNC | POMIGLIANO D'ARCO | 80038 | 0 | 0 | 0 | 0 | m
IT | 2012 | IT314 | 2012IT314 | 2012-314 | 314 | FENICE SPA | ACERRA FIAT ALFA ROMEO (NAPOLI) - VIA EX-AEREOPORTO CAP 80011 |  |  | 175 | No | 0 | 0 | 0 | 58.9224 | 0 | 0 | 3.26 | 0 | [7 empty] | 1.(c) | FENICE SP.A | Unità operativa Pomigliano Auto | 27861 | VIA Ex Aeroporto | SNC | POMIGLIANO D'ARCO | 80038 | 0 | 0 | 0 | 0 | m
IT | 2012 | IT315 | 2012IT315 | 2012-315 | 315 | FENICE SPA | ACERRA FIAT ALFA ROMEO (NAPOLI) - VIA EX-AEREOPORTO CAP 80011 |  |  | 175 | No | 0 | 0 | 0 | 55.6516 | 0 | 0 | 2.32 | 0 | [7 empty] | 1.(c) | FENICE SP.A | Unità operativa Pomigliano Auto | 27861 | VIA Ex Aeroporto | SNC | POMIGLIANO D'ARCO | 80038 | 0 | 0 | 0 | 0 | m
IT | 2012 | IT316 | 2012IT316 | 2012-316 | 316 | FENICE SPA | ACERRA FIAT ALFA ROMEO (NAPOLI) - VIA EX-AEREOPORTO CAP 80011 |  |  | 175 | No | 0 | 0 | 0 | 64.0871 | 0 | 0 | 3.42 | 0 | [7 empty] | 1.(c) | FENICE SP.A | Unità operativa Pomigliano Auto | 27861 | VIA Ex Aeroporto | SNC | POMIGLIANO D'ARCO | 80038 | 0 | 0 | 0 | 0 | m
IT | 2012 | IT28 | 2012IT28 | 2012-28 | 28 | Alba Power S.p.A. | Alba (Cuneo) - Corso Piera Cillario 2/1 |  |  | 58 | No | 0 | 0 | 0 | 164.1806 | 0 | 0 | 4.29 | 0 | [7 empty] | 1.(c) | ALBAPOWER S.P.A. | ALBAPOWER | 27088 | Corso Piera Cillario | 2/1 | ALBA | 12051 | 796 | 0 | 0 | 231 | n
IT | 2012 | IT29 | 2012IT29 | 2012-29 | 29 | Alba Power S.p.A. | Alba (Cuneo) - Corso Piera Cillario 2/1 |  |  | 58 | No | 0 | 0 | 0 | 177.9191 | 0 | 0 | 2.73 | 0 | [7 empty] | 1.(c) | ALBAPOWER S.P.A. | ALBAPOWER | 27088 | Corso Piera Cillario | 2/1 | ALBA | 12051 | 796 | 0 | 0 | 231 | n
IT | 2012 | IT30 | 2012IT30 | 2012-30 | 30 | Alba Power S.p.A. | Alba (Cuneo) - Corso Piera Cillario 2/1 |  |  | 132 | Yes | 0 | 0 | 0 | 3240.2541 | 0 | 0 | 53.7 | 0 | [7 empty] | 1.(c) | ALBAPOWER S.P.A. | ALBAPOWER | 27088 | Corso Piera Cillario | 2/1 | ALBA | 12051 | 796 | 0 | 0 | 231 | n
IT | 2012 | IT68 | 2012IT68 | 2012-68 | 68 | Cofely Italia Spa | Alessandria - fraz.Spinetta Marengo (Alessandria) - Piazza Donegani, 5/6 |  |  | 80 | Yes | 0 | 0 | 0 | 1911.1369 | 0 | 0 | 142.14 | 0 | [7 empty] | 1.(c) | Cofely Italia S.p.A. | Cofely Italia S.p.A. - Centrale termoelettrica di Spinetta Marengo | 117396 | Piazza Donegani | 5/6 | ALESSANDRIA | 15100 | 146 | 0 | 0 | 107 | n
IT | 2012 | IT156 | 2012IT156 | 2012-156 | 156 | ENEL PRODUZIONE S.p.A. | ALESSANDRIA - VIA DELL'OSTERIETTA 1 |  |  | 310 | Yes | 0 | 0 | 0 | 12.2876 | 0 | 0 | 2.796 | 0
IT | 2012 | IT157 | 2012IT157 | 2012-157 | 157 | ENEL PRODUZIONE S.p.A. | ALESSANDRIA - VIA DELL'OSTERIETTA 1 |  |  | 310 | Yes | 0 | 0 | 0 | 18.8454 | 0 | 0 | 3.404 | 0
IT | 2012 | IT118 | 2012IT118 | 2012-118 | 118 | EDISON SPA | ALTOMONTE (COSENZA) - ZONA P.I.P - LOCALITA' SERRAGIUMENTA |  |  | 670 | Yes | 0 | 0 | 0 | 7699.6992 | 0 | 0 | 154.51 | 0 | [7 empty] | 1.(c) | Edison SPA | Centrale Termoelettrica di Altomonte | 26665 | ZIN Zona P.I.P Località Serragiumenta | SNC | ALTOMONTE | 87042 | 337 | 0 | 0 | 852 | n
IT | 2012 | IT119 | 2012IT119 | 2012-119 | 119 | EDISON SPA | ALTOMONTE (COSENZA) - ZONA P.I.P - LOCALITA' SERRAGIUMENTA |  |  | 670 | Yes | 0 | 0 | 0 | 7382.7679 | 0 | 0 | 182.108 | 0 | [7 empty] | 1.(c) | Edison SPA | Centrale Termoelettrica di Altomonte | 26665 | ZIN Zona P.I.P Località Serragiumenta | SNC | ALTOMONTE | 87042 | 337 | 0 | 0 | 852 | n
IT | 2012 | IT347 | 2012IT347 | 2012-347 | 347 | IRENE S.r.l. | Alzano Lombardo (BG) - Via Piave, 5 |  |  | 100 | Yes | 0 | 0 | 0 | 65.2707 | 0 | 0.0396 | 0.5638 | 0.003 | [7 empty] | 1.(c) | IRENE S.R.L. | centrale cogenerazione IRENE | 374 | VIA PIAVE | 5 | ALZANO LOMBARDO | 24022 | 0 | 0 | 0 | 0 | n
IT | 2012 | IT435 | 2012IT435 | 2012-435 | 435 | Sorgenia Power Spa | Aprilia - località Campo di Carne (Latina) - La Cogna, snc |  |  | 700 | Yes | 0 | 0 | 0 | 4958.2245 | 0 | 0 | 22.088 | 0 | [7 empty] | 1.(c) | Sorgenia Spa | Centrale a ciclo combinato di Aprilia | 191881 | SP 13, Via La Cogna Km 5.600 | SNC | APRILIA | 04011 | 106 | 0 | 0 | 667 | n
IT | 2012 | IT436 | 2012IT436 | 2012-436 | 436 | Sorgenia Power Spa | Aprilia - località Campo di Carne (Latina) - La Cogna, snc |  |  | 700 | Yes | 0 | 0 | 0 | 6530.1423 | 0 | 0 | 82.817 | 0 | [7 empty] | 1.(c) | Sorgenia Spa | Centrale a ciclo combinato di Aprilia | 191881 | SP 13, Via La Cogna Km 5.600 | SNC | APRILIA | 04011 | 106 | 0 | 0 | 667 | n
IT | 2012 | IT78 | 2012IT78 | 2012-78 | 78 | ECO & POWER AMBROSIANA | Arese (Milano) - Viale Luraghi snc |  |  | 74.5 | No | 0 | 0 | 0 | 0 | 0 | 0 | 0 | 0
IT | 2012 | IT79 | 2012IT79 | 2012-79 | 79 | ECO & POWER AMBROSIANA | Arese (Milano) - Viale Luraghi snc |  |  | 75.5 | No | 0 | 0 | 0 | 0 | 0 | 0 | 0 | 0
IT | 2012 | IT80 | 2012IT80 | 2012-80 | 80 | ECO & POWER AMBROSIANA | Arese (Milano) - Viale Luraghi snc |  |  | 80.5 | No | 0 | 0 | 0 | 0 | 0 | 0 | 0 | 0
IT | 2012 | IT158 | 2012IT158 | 2012-158 | 158 | ENEL PRODUZIONE S.p.A. | ASSEMINI (CAGLIARI) - LOCALITA' MACCHIAREDDU |  |  | 310 | Yes | 0 | 0 | 58.9 | 0 | 0 | 2 | 19.1 | 0.4 | [7 empty] | 1.(c) | ENEL PRODUZIONE SPA | Enel Produzione SpA – Centrale Turbogas Assemini | 28198 | Zona ind. Macchiareddu | SNC | ASSEMINI | 09032 | 0 | 0 | 0 | 0 | n
IT | 2012 | IT159 | 2012IT159 | 2012-159 | 159 | ENEL PRODUZIONE S.p.A. | ASSEMINI (CAGLIARI) - LOCALITA' MACCHIAREDDU |  |  | 310 | Yes | 0 | 0 | 59.4 | 0 | 0 | 1.9 | 16.1 | 0.37 | [7 empty] | 1.(c) | ENEL PRODUZIONE SPA | Enel Produzione SpA – Centrale Turbogas Assemini | 28198 | Zona ind. Macchiareddu | SNC | ASSEMINI | 09032 | 0 | 0 | 0 | 0 | n
IT | 2012 | IT317 | 2012IT317 | 2012-317 | 317 | FENICE SPA | Atessa (CHIETI) - Viale Avv. Giovanni Agnelli, 10 |  |  | 96 | No | 0 | 0 | 0 | 24.0116 | 0 | 0.003 | 0.74 | 0.0006 | [7 empty] | 1.(c) | Fenice SpA | Unità Operativa Atessa | 77685 | Viale Avv. Giovanni Agnelli | 10 | ATESSA | 66041 | 0 | 0 | 0 | 0 | n
IT | 2012 | IT303 | 2012IT303 | 2012-303 | 303 | Esso Italiana S.r.l. - Raffineria di Augusta (SR) | Augusta (Siracusa) - C.P. 101 - Contrada Marcellino |  | Refineries | 52 | No | 0 | 0 | 444.7642 | 0 | 332.3246 | 182 | 98 | 10 | [7 empty] | 1.(a) | ESSO ITALIANA s.r.l. | ESSO ITALIANA Raffineria di Augusta | 7365 | c.p. 101 / contrada Marcellino | SNC | AUGUSTA | 96011 | 3130 | 8100 | 0 | 1890 | n
IT | 2012 | IT304 | 2012IT304 | 2012-304 | 304 | Esso Italiana S.r.l. - Raffineria di Augusta (SR) | Augusta (Siracusa) - C.P. 101 - Contrada Marcellino |  | Refineries | 52 | No | 0 | 0 | 657.1101 | 0 | 386.0159 | 273 | 138 | 15 | [7 empty] | 1.(a) | ESSO ITALIANA s.r.l. | ESSO ITALIANA Raffineria di Augusta | 7365 | c.p. 101 / contrada Marcellino | SNC | AUGUSTA | 96011 | 3130 | 8100 | 0 | 1890 | n
IT | 2012 | IT305 | 2012IT305 | 2012-305 | 305 | Esso Italiana S.r.l. - Raffineria di Augusta (SR) | Augusta (Siracusa) - C.P. 101 - Contrada Marcellino |  | Refineries | 59 | No | 0 | 0 | 0 | 0 | 938.494 | 4.9095 | 32.1581 | 1.3424 | [7 empty] | 1.(a) | ESSO ITALIANA s.r.l. | ESSO ITALIANA Raffineria di Augusta | 7365 | c.p. 101 / contrada Marcellino | SNC | AUGUSTA | 96011 | 3130 | 8100 | 0 | 1890 | n
IT | 2012 | IT306 | 2012IT306 | 2012-306 | 306 | Esso Italiana S.r.l. - Raffineria di Augusta (SR) | Augusta (Siracusa) - C.P. 101 - Contrada Marcellino |  |  | 62 | Yes | 0 | 0 | 5.2582 | 0 | 1406.8459 | 0.17877 | 101.6323 | 0.64333 | [7 empty] | 1.(a) | ESSO ITALIANA s.r.l. | ESSO ITALIANA Raffineria di Augusta | 7365 | c.p. 101 / contrada Marcellino | SNC | AUGUSTA | 96011 | 3130 | 8100 | 0 | 1890 | n
IT | 2012 | IT307 | 2012IT307 | 2012-307 | 307 | Esso Italiana S.r.l. - Raffineria di Augusta (SR) | Augusta (Siracusa) - C.P. 101 - Contrada Marcellino |  |  | 62 | Yes | 0 | 0 | 46.0866 | 0 | 1440.3733 | 1.4773 | 123.2734 | 0.96212 | [7 empty] | 1.(a) | ESSO ITALIANA s.r.l. | ESSO ITALIANA Raffineria di Augusta | 7365 | c.p. 101 / contrada Marcellino | SNC | AUGUSTA | 96011 | 3130 | 8100 | 0 | 1890 | n
IT | 2012 | IT308 | 2012IT308 | 2012-308 | 308 | Esso Italiana S.r.l. - Raffineria di Augusta (SR) | Augusta (Siracusa) - C.P. 101 - Contrada Marcellino |  | Refineries | 74 | No | 0 | 0 | 766.8376 | 0 | 617.9301 | 326 | 172 | 18 | [7 empty] | 1.(a) | ESSO ITALIANA s.r.l. | ESSO ITALIANA Raffineria di Augusta | 7365 | c.p. 101 / contrada Marcellino | SNC | AUGUSTA | 96011 | 3130 | 8100 | 0 | 1890 | n
IT | 2012 | IT309 | 2012IT309 | 2012-309 | 309 | Esso Italiana S.r.l. - Raffineria di Augusta (SR) | Augusta (Siracusa) - C.P. 101 - Contrada Marcellino |  | Refineries | 87 | No | 0 | 0 | 0 | 0 | 1369.2253 | 7.1628 | 65.8565 | 0.51652 | [7 empty] | 1.(a) | ESSO ITALIANA s.r.l. | ESSO ITALIANA Raffineria di Augusta | 7365 | c.p. 101 / contrada Marcellino | SNC | AUGUSTA | 96011 | 3130 | 8100 | 0 | 1890 | n
IT | 2012 | IT310 | 2012IT310 | 2012-310 | 310 | Esso Italiana S.r.l. - Raffineria di Augusta (SR) | Augusta (Siracusa) - C.P. 101 - Contrada Marcellino |  | Refineries | 92 | No | 0 | 0 | 0 | 0 | 1651.6167 | 8.6401 | 162.0582 | 0.21288 | [7 empty] | 1.(a) | ESSO ITALIANA s.r.l. | ESSO ITALIANA Raffineria di Augusta | 7365 | c.p. 101 / contrada Marcellino | SNC | AUGUSTA | 96011 | 3130 | 8100 | 0 | 1890 | n
IT | 2012 | IT311 | 2012IT311 | 2012-311 | 311 | Esso Italiana S.r.l. - Raffineria di Augusta (SR) | Augusta (Siracusa) - C.P. 101 - Contrada Marcellino |  | Refineries | 102 | No | 0 | 0 | 0 | 0 | 2413.0933 | 12.6236 | 161.6911 | 2.3011 | [7 empty] | 1.(a) | ESSO ITALIANA s.r.l. | ESSO ITALIANA Raffineria di Augusta | 7365 | c.p. 101 / contrada Marcellino | SNC | AUGUSTA | 96011 | 3130 | 8100 | 0 | 1890 | n
IT | 2012 | IT312 | 2012IT312 | 2012-312 | 312 | Esso Italiana S.r.l. - Raffineria di Augusta (SR) | Augusta (Siracusa) - C.P. 101 - Contrada Marcellino |  | Refineries | 167 | No | 0 | 0 | 1392.8901 | 0 | 1000.3353 | 563 | 262 | 18 | [7 empty] | 1.(a) | ESSO ITALIANA s.r.l. | ESSO ITALIANA Raffineria di Augusta | 7365 | c.p. 101 / contrada Marcellino | SNC | AUGUSTA | 96011 | 3130 | 8100 | 0 | 1890 | n
IT | 2012 | IT393 | 2012IT393 | 2012-393 | 393 | SASOL Italy S.p.A. | AUGUSTA (SIRACUSA) - Contrada Marcellino |  |  | 71.08 | No | 0 | 0 | 246.9 | 324 | 0 | 2.553 | 27.7 | 1.255 | [7 empty] | 4.(a) | SASOL ITALY S.p.A. | SASOL Italy S.p.A Stabilimento di Augusta | 7370 | C.da Marcellino | SNC | AUGUSTA | 96011 | 283 | 0 | 0 | 356 | n
IT | 2012 | IT394 | 2012IT394 | 2012-394 | 394 | SASOL Italy S.p.A. | AUGUSTA (SIRACUSA) - Contrada Marcellino |  |  | 83.43 | No | 0 | 0 | 18.48 | 477 | 0 | 0.694 | 24.419 | 0.069 | [7 empty] | 4.(a) | SASOL ITALY S.p.A. | SASOL Italy S.p.A Stabilimento di Augusta | 7370 | C.da Marcellino | SNC | AUGUSTA | 96011 | 283 | 0 | 0 | 356 | n
IT | 2012 | IT395 | 2012IT395 | 2012-395 | 395 | SASOL Italy S.p.A. | AUGUSTA (SIRACUSA) - Contrada Marcellino |  |  | 89.1 | No | 0 | 0 | 0 | 744 | 0 | 0.829 | 36.492 | 0.139 | [7 empty] | 4.(a) | SASOL ITALY S.p.A. | SASOL Italy S.p.A Stabilimento di Augusta | 7370 | C.da Marcellino | SNC | AUGUSTA | 96011 | 283 | 0 | 0 | 356 | n
IT | 2012 | IT396 | 2012IT396 | 2012-396 | 396 | SASOL Italy S.p.A. | AUGUSTA (SIRACUSA) - Contrada Marcellino |  |  | 111.086 | No | 0 | 0 | 11.66 | 1441 | 154.05 | 2.31 | 95.568 | 0.403 | [7 empty] | 4.(a) | SASOL ITALY S.p.A. | SASOL Italy S.p.A Stabilimento di Augusta | 7370 | C.da Marcellino | SNC | AUGUSTA | 96011 | 283 | 0 | 0 | 356 | n
IT | 2012 | IT397 | 2012IT397 | 2012-397 | 397 | SASOL Italy S.p.A. | AUGUSTA (SIRACUSA) - Contrada Marcellino |  |  | 203.1 | No | 0 | 0 | 8.55 | 1107 | 185.01 | 1.769 | 20.643 | 0.619 | [7 empty] | 4.(a) | SASOL ITALY S.p.A. | SASOL Italy S.p.A Stabilimento di Augusta | 7370 | C.da Marcellino | SNC | AUGUSTA | 96011 | 283 | 0 | 0 | 356 | n
IT | 2012 | IT398 | 2012IT398 | 2012-398 | 398 | SASOL Italy S.p.A. | AUGUSTA (SIRACUSA) - Contrada Marcellino |  |  | 209.6 | No | 0 | 0 | 8.87 | 678 | 0 | 1.016 | 35.831 | 0.096 | [7 empty] | 4.(a) | SASOL ITALY S.p.A. | SASOL Italy S.p.A Stabilimento di Augusta | 7370 | C.da Marcellino | SNC | AUGUSTA | 96011 | 283 | 0 | 0 | 356 | n
IT | 2012 | IT160 | 2012IT160 | 2012-160 | 160 | ENEL PRODUZIONE S.p.A. | AUGUSTA (SIRACUSA) - LOCALITA' CONTRADA BUFALARA |  |  | 200 | No | 0 | 0 | 1025.7933 | 0 | 0 | 111.41 | 97.33 | 6.78 | [7 empty] | 1.(c) | ENEL PRODUZIONE SPA | Centrale termoelettrica di Augusta | 7366 | C.DA BUFOLARO | SNC | AUGUSTA | 96011 | 301 | 333 | 0 | 212 | n
IT | 2012 | IT161 | 2012IT161 | 2012-161 | 161 | ENEL PRODUZIONE S.p.A. | AUGUSTA (SIRACUSA) - LOCALITA' CONTRADA BUFALARA |  |  | 200 | No | 0 | 0 | 1136.5798 | 0 | 0 | 135.02 | 129.52 | 9.83 | [7 empty] | 1.(c) | ENEL PRODUZIONE SPA | Centrale termoelettrica di Augusta | 7366 | C.DA BUFOLARO | SNC | AUGUSTA | 96011 | 301 | 333 | 0 | 212 | n
IT | 2012 | IT162 | 2012IT162 | 2012-162 | 162 | ENEL PRODUZIONE S.p.A. | AUGUSTA (SIRACUSA) - LOCALITA' CONTRADA BUFALARA |  |  | 200 | No | 0 | 0 | 608.6562 | 0 | 0 | 79.91 | 65.4 | 4.45 | [7 empty] | 1.(c) | ENEL PRODUZIONE SPA | Centrale termoelettrica di Augusta | 7366 | C.DA BUFOLARO | SNC | AUGUSTA | 96011 | 301 | 333 | 0 | 212 | n
IT | 2012 | IT55 | 2012IT55 | 2012-55 | 55 | Burgo Group S.p.A. | Avezzano (L'Aquila) - L. Da Vinci, 5 |  |  | 205 | Yes | 0 | 0 | 0 | 3482.9019 | 0 | 0 | 134.7 | 5.6 | [7 empty] | 6.(b) | BURGO GROUP S.P.A. | STABILIMENTO DI AVEZZANO | 6541 | VIA LEONARDO DA VINCI | 5 | AVEZZANO | 67051 | 135 | 0 | 0 | 189 | n
IT | 2012 | IT163 | 2012IT163 | 2012-163 | 163 | ENEL PRODUZIONE S.p.A. | BARI - VIA B. BUOZZI 35/A |  |  | 180 | No | 0 | 0 | 0 | 0 | 0 | 0 | 0 | 0 | [7 empty] | 1.(c) | ENEL PRODUZIONE SPA | IMPIANTO TERMOELETTRICO DI BARI | 7011 | VIA BRUNO BUOZZI | 35 | BARI | 70100 | 0 | 0 | 0 | 0 | n
IT | 2012 | IT164 | 2012IT164 | 2012-164 | 164 | ENEL PRODUZIONE S.p.A. | BARI - VIA B. BUOZZI 35/A |  |  | 360 | No | 0 | 0 | 0 | 820.1638 | 0 | 0 | 25.7 | 0.1 | [7 empty] | 1.(c) | ENEL PRODUZIONE SPA | IMPIANTO TERMOELETTRICO DI BARI | 7011 | VIA BRUNO BUOZZI | 35 | BARI | 70100 | 0 | 0 | 0 | 0 | n
IT | 2012 | IT1 | 2012IT1 | 2012-1 | 1 | A2A Calore & Servizi | BRESCIA - VIA TRIUMPLINA 60 |  |  | 99 | No | 0 | 0 | 0 | 14.926 | 0 | 0 | 0.8 | 0 | [7 empty] | 1.(c) | A2A CALORE & SERVIZI | CENTRALE NORD | 27357 | TRIUMPLINA | 60 | BRESCIA | 25123 | 0 | 0 | 0 | 0 | n
IT | 2012 | IT2 | 2012IT2 | 2012-2 | 2 | A2A Calore & Servizi | BRESCIA - VIA LAMARMORA 230 |  |  | 60 | No | 0 | 0 | 0 | 22.73 | 0 | 0 | 3.37 | 0 | [7 empty] | 1.(c) | A2A CALORE & SERVIZI | CENTRALE LAMARMORA | 117430 | VIA LAMARMORA | 230 | BRESCIA | 25124 | 187 | 193 | 0 | 240 | n
IT | 2012 | IT3 | 2012IT3 | 2012-3 | 3 | A2A Calore & Servizi | BRESCIA - VIA LAMARMORA 230 |  |  | 135 | No | 0 | 0 | 0 | 511.831 | 0 | 0.2059 | 25.45 | 0.67 | [7 empty] | 1.(c) | A2A CALORE & SERVIZI | CENTRALE LAMARMORA | 117430 | VIA LAMARMORA | 230 | BRESCIA | 25124 | 187 | 193 | 0 | 240 | n
IT | 2012 | IT5 | 2012IT5 | 2012-5 | 5 | A2A Calore & Servizi | BRESCIA - VIA LAMARMORA 230 |  |  | 160 | No | 0 | 0 | 0 | 763.092 | 0 | 0.525 | 36.14 | 1.12 | [7 empty] | 1.(c) | A2A CALORE & SERVIZI | CENTRALE LAMARMORA | 117430 | VIA LAMARMORA | 230 | BRESCIA | 25124 | 187 | 193 | 0 | 240 | n
IT | 2012 | IT6 | 2012IT6 | 2012-6 | 6 | A2A Calore & Servizi | BRESCIA - VIA LAMARMORA 230 |  |  | 200 | No | 0 | 1805.796 | 0 | 98.111 | 0 | 192.55 | 122.13 | 0.6 | [7 empty] | 1.(c) | A2A CALORE & SERVIZI | CENTRALE LAMARMORA | 117430 | VIA LAMARMORA | 230 | BRESCIA | 25124 | 187 | 193 | 0 | 240 | n
IT | 2012 | IT165 | 2012IT165 | 2012-165 | 165 | ENEL PRODUZIONE S.p.A. | BRINDISI - LOC. CERANO - TUTURANO |  |  | 1640 | No | 0 | 30373.6453 | 697.5936 | 0 | 0 | 1804.231 | 1625.196 | 78.743 | [7 empty] | 1.(c) | ENEL PRODUZIONE SPA | CENTRALE TERMOELETTRICA Federico II (BR SUD) | 7027 | LOCALITA’ CERANO - TUTURANO | SNC | BRINDISI | 72020 | 7060 | 7610 | 154 | 12200 | n
IT | 2012 | IT166 | 2012IT166 | 2012-166 | 166 | ENEL PRODUZIONE S.p.A. | BRINDISI - LOC. CERANO - TUTURANO |  |  | 1640 | No | 0 | 38214.2791 | 608.9209 | 0 | 0 | 1968.148 | 2075.383 | 134.526 | [7 empty] | 1.(c) | ENEL PRODUZIONE SPA | CENTRALE TERMOELETTRICA Federico II (BR SUD) | 7027 | LOCALITA’ CERANO - TUTURANO | SNC | BRINDISI | 72020 | 7060 | 7610 | 154 | 12200 | n
IT | 2012 | IT167 | 2012IT167 | 2012-167 | 167 | ENEL PRODUZIONE S.p.A. | BRINDISI - LOC. CERANO - TUTURANO |  |  | 1640 | No | 0 | 38422.13 | 690.5126 | 0 | 0 | 2212.066 | 2114.442 | 39.453 | [7 empty] | 1.(c) | ENEL PRODUZIONE SPA | CENTRALE TERMOELETTRICA Federico II (BR SUD) | 7027 | LOCALITA’ CERANO - TUTURANO | SNC | BRINDISI | 72020 | 7060 | 7610 | 154 | 12200 | n
IT | 2012 | IT168 | 2012IT168 | 2012-168 | 168 | ENEL PRODUZIONE S.p.A. | BRINDISI - LOC. CERANO - TUTURANO |  |  | 1640 | No | 0 | 23567.7652 | 643.4816 | 0 | 0 | 1620.809 | 1240.358 | 60.862 | [7 empty] | 1.(c) | ENEL PRODUZIONE SPA | CENTRALE TERMOELETTRICA Federico II (BR SUD) | 7027 | LOCALITA’ CERANO - TUTURANO | SNC | BRINDISI | 72020 | 7060 | 7610 | 154 | 12200 | n
IT | 2012 | IT276 | 2012IT276 | 2012-276 | 276 | ENIPOWER S.p.a. | BRINDISI - Via E. FERMI 4 |  |  | 683 | Yes | 0 | 0 | 0 | 11673.2468 | 0 | 0 | 148.3019 | 0 | [7 empty] | 1.(c) | ENIPOWER S.P.A. | ENIPOWER S.P.A. - Stabil. di Brindisi | 7028 | VIA E. Fermi | 4 | BRINDISI | 72100 | 739 | 0 | 0 | 2310 | n
IT | 2012 | IT277 | 2012IT277 | 2012-277 | 277 | ENIPOWER S.p.a. | BRINDISI - Via E. FERMI 4 |  |  | 683 | Yes | 0 | 0 | 0 | 14181.4969 | 954.5613 | 0 | 311.7869 | 0 | [7 empty] | 1.(c) | ENIPOWER S.P.A. | ENIPOWER S.P.A. - Stabil. di Brindisi | 7028 | VIA E. Fermi | 4 | BRINDISI | 72100 | 739 | 0 | 0 | 2310 | n
IT | 2012 | IT278 | 2012IT278 | 2012-278 | 278 | ENIPOWER S.p.a. | BRINDISI - Via E. FERMI 4 |  |  | 683 | Yes | 0 | 0 | 0 | 13601.0284 | 738.8418 | 0 | 279.3724 | 0 | [7 empty] | 1.(c) | ENIPOWER S.P.A. | ENIPOWER S.P.A. - Stabil. di Brindisi | 7028 | VIA E. Fermi | 4 | BRINDISI | 72100 | 739 | 0 | 0 | 2310 | n
IT | 2012 | IT100 | 2012IT100 | 2012-100 | 100 | EDIPOWER SPA | BRINDISI (BRINDISI) - VIA ALBERT EINSTEIN 5 |  |  | 800 | No | 0 | 2105.9681 | 80.1742 | 0 | 0 | 209.93 | 98.42 | 13.72 | [7 empty] | 1.(c) | EDIPOWER | Centrale Termoelettrica Brindisi | 7030 | VIA Albert Einstein | 5 | BRINDISI | 72100 | 356 | 787 | 0 | 778 | n
IT | 2012 | IT101 | 2012IT101 | 2012-101 | 101 | EDIPOWER SPA | BRINDISI (BRINDISI) - VIA ALBERT EINSTEIN 5 |  |  | 800 | No | 0 | 5712.4658 | 175.6898 | 0 | 0 | 580.69 | 262.06 | 28.88 | [7 empty] | 1.(c) | EDIPOWER | Centrale Termoelettrica Brindisi | 7030 | VIA Albert Einstein | 5 | BRINDISI | 72100 | 356 | 787 | 0 | 778 | n
IT | 2012 | IT120 | 2012IT120 | 2012-120 | 120 | Edison SpA | Bussi (Pescara) - Strada Comunale Tremonti, 1 |  |  | 235.4 | Yes | 0 | 0 | 0 | 1451.2199 | 0 | 0 | 57.53 | 0 | [7 empty] | 1.(c) | EDISON | CENTRALE TERMOELETTRICA DI BUSSI | 6549 | STC TREMONTI | 1 | BUSSI SUL TIRINO | 65021 | 0 | 0 | 0 | 0 | n
IT | 2012 | IT169 | 2012IT169 | 2012-169 | 169 | ENEL PRODUZIONE S.p.A. | CAMERATA PICENA (ANCONA) - VIA SAN GIUSEPPE |  |  | 130 | Yes | 0 | 0 | 0 | 3.5123 | 0 | 0.002 | 1.486 | 0.03 | [7 empty] | 1.(c) | ENEL PRODUZIONE SPA | Impianto turbogas di Camerata Picena | 27595 | VIA S. Giuseppe | 6 | CAMERATA PICENA | 60020 | 0 | 0 | 0 | 0 | n
IT | 2012 | IT170 | 2012IT170 | 2012-170 | 170 | ENEL PRODUZIONE S.p.A. | CAMERATA PICENA (ANCONA) - VIA SAN GIUSEPPE |  |  | 130 | Yes | 0 | 0 | 0 | 0 | 0 | 0 | 0 | 0 | [7 empty] | 1.(c) | ENEL PRODUZIONE SPA | Impianto turbogas di Camerata Picena | 27595 | VIA S. Giuseppe | 6 | CAMERATA PICENA | 60020 | 0 | 0 | 0 | 0 | n
IT | 2012 | IT171 | 2012IT171 | 2012-171 | 171 | ENEL PRODUZIONE S.p.A. | CAMERATA PICENA (ANCONA) - VIA SAN GIUSEPPE |  |  | 130 | Yes | 0 | 0 | 0 | 4.1777 | 0 | 0.003 | 1.802 | 0.03 | [7 empty] | 1.(c) | ENEL PRODUZIONE SPA | Impianto turbogas di Camerata Picena | 27595 | VIA S. Giuseppe | 6 | CAMERATA PICENA | 60020 | 0 | 0 | 0 | 0 | n
IT | 2012 | IT172 | 2012IT172 | 2012-172 | 172 | ENEL PRODUZIONE S.p.A. | CAMERATA PICENA (ANCONA) - VIA SAN GIUSEPPE |  |  | 130 | Yes | 0 | 0 | 0 | 3.9644 | 0 | 0 | 1.706 | 0.029 | [7 empty] | 1.(c) | ENEL PRODUZIONE SPA | Impianto turbogas di Camerata Picena | 27595 | VIA S. Giuseppe | 6 | CAMERATA PICENA | 60020 | 0 | 0 | 0 | 0 | n
IT | 2012 | IT173 | 2012IT173 | 2012-173 | 173 | ENEL PRODUZIONE S.p.A. | CAMPOMARINO (CAMPOBASSO) - CONTRADA COCCIOLETTE |  |  | 310 | Yes | 0 | 0 | 0.041769 | 14.7887 | 0 | 0.046852 | 4.2204 | 0.011129 | [7 empty] | 1.(c) | ENEL PRODUZIONE SPA | Impianto turbogas di Camerata Picena | 27595 | VIA S. Giuseppe | 6 | CAMERATA PICENA | 60020 | 0 | 0 | 0 | 0 | n
IT | 2012 | IT121 | 2012IT121 | 2012-121 | 121 | EDISON SPA | CANDELA (FOGGIA) - STRADA PROVINCIALE 102, N.C. |  |  | 670 | Yes | 0 | 0 | 0 | 13327.5162 | 3545.5834 | 0 | 368.03 | 0 | [7 empty] | 1.(c) | Edison | Centrale Termoelettrica di Candela | 26666 | STR Provinciale 102 | SNC | CANDELA | 71024 | 368 | 0 | 0 | 1030 | n
IT | 2012 | IT174 | 2012IT174 | 2012-174 | 174 | ENEL PRODUZIONE S.p.A. | CARPI (MODENA) - VIA VALLE 24 |  |  | 310 | Yes | 0 | 0 | 0 | 7.331 | 0 | 0 | 1.599 | 0
IT | 2012 | IT175 | 2012IT175 | 2012-175 | 175 | ENEL PRODUZIONE S.p.A. | CARPI (MODENA) - VIA VALLE 24 |  |  | 310 | Yes | 0 | 0 | 0 | 7.571 | 0 | 0 | 1.497 | 0
IT | 2012 | IT7 | 2012IT7 | 2012-7 | 7 | A2A spa | Cassano d'Adda (Milano) - Via Trecella 17 |  |  | 443 | Yes | 0 | 0 | 0 | 9.6979 | 0 | 0 | 0.053 | 0 | [7 empty] | 1.(c) | A2A SPA | CENTRALE TERMOELETTRICA DI CASSANO D'ADDA | 312 | VIA TRECELLA | 17 | CASSANO D'ADDA | 20062 | 170 | 0 | 0 | 559 | n
IT | 2012 | IT8 | 2012IT8 | 2012-8 | 8 | A2A spa | Cassano d'Adda (Milano) - Via Trecella 17 |  |  | 678.5 | Yes | 0 | 0 | 0 | 5756.9895 | 0 | 0 | 85.6 | 0 | [7 empty] | 1.(c) | A2A SPA | CENTRALE TERMOELETTRICA DI CASSANO D'ADDA | 312 | VIA TRECELLA | 17 | CASSANO D'ADDA | 20062 | 170 | 0 | 0 | 559 | n
IT | 2012 | IT9 | 2012IT9 | 2012-9 | 9 | A2A spa | Cassano d'Adda (Milano) - Via Trecella 17 |  |  | 678.5 | Yes | 0 | 0 | 0 | 4264.9144 | 0 | 0 | 61.3 | 0 | [7 empty] | 1.(c) | A2A SPA | CENTRALE TERMOELETTRICA DI CASSANO D'ADDA | 312 | VIA TRECELLA | 17 | CASSANO D'ADDA | 20062 | 170 | 0 | 0 | 559 | n
IT | 2012 | IT375 | 2012IT375 | 2012-375 | 375 | ROQUETTE ITALIA S.p.A. | CASSANO SPINOLA (ALESSANDRIA) - Via SERRAVALLE 26 |  |  | 62 | Yes | 0 | 0 | 0 | 269.0976 | 0 | 0 | 34.18 | 0
IT | 2012 | IT376 | 2012IT376 | 2012-376 | 376 | ROQUETTE ITALIA S.p.A. | CASSANO SPINOLA (ALESSANDRIA) - Via SERRAVALLE 26 |  |  | 162.8 | Yes | 0 | 0 | 0 | 3644.0971 | 0 | 0 | 69.27 | 0
IT | 2012 | IT176 | 2012IT176 | 2012-176 | 176 | ENEL PRODUZIONE S.p.A. | CASTEL SAN GIOVANNI (PIACENZA) - VIA ARGINE PO |  |  | 645 | Yes | 0 | 0 | 0 | 5176.0714 | 0 | 0 | 86.5 | 0 | [7 empty] | 1.(c) | ENEL PRODUZIONE SPA | ENEL PRODUZIONE SPA - CENTRALE DI LA CASELLA | 4989 | VIA ARGINE PO | 2 | CASTEL SAN GIOVANNI | 29015 | 368 | 0 | 0 | 1040 | n
IT | 2012 | IT177 | 2012IT177 | 2012-177 | 177 | ENEL PRODUZIONE S.p.A. | CASTEL SAN GIOVANNI (PIACENZA) - VIA ARGINE PO |  |  | 645 | Yes | 0 | 0 | 0 | 6177.5353 | 0 | 0 | 120.4 | 0 | [7 empty] | 1.(c) | ENEL PRODUZIONE SPA | ENEL PRODUZIONE SPA - CENTRALE DI LA CASELLA | 4989 | VIA ARGINE PO | 2 | CASTEL SAN GIOVANNI | 29015 | 368 | 0 | 0 | 1040 | n
IT | 2012 | IT178 | 2012IT178 | 2012-178 | 178 | ENEL PRODUZIONE S.p.A. | CASTEL SAN GIOVANNI (PIACENZA) - VIA ARGINE PO |  |  | 645 | Yes | 0 | 0 | 0 | 5705.7915 | 0 | 0 | 102.9 | 0 | [7 empty] | 1.(c) | ENEL PRODUZIONE SPA | ENEL PRODUZIONE SPA - CENTRALE DI LA CASELLA | 4989 | VIA ARGINE PO | 2 | CASTEL SAN GIOVANNI | 29015 | 368 | 0 | 0 | 1040 | n
IT | 2012 | IT179 | 2012IT179 | 2012-179 | 179 | ENEL PRODUZIONE S.p.A. | CASTEL SAN GIOVANNI (PIACENZA) - VIA ARGINE PO |  |  | 645 | Yes | 0 | 0 | 0 | 1629.8528 | 0 | 0 | 18.4 | 0 | [7 empty] | 1.(c) | ENEL PRODUZIONE SPA | ENEL PRODUZIONE SPA - CENTRALE DI LA CASELLA | 4989 | VIA ARGINE PO | 2 | CASTEL SAN GIOVANNI | 29015 | 368 | 0 | 0 | 1040 | n
IT | 2012 | IT69 | 2012IT69 | 2012-69 | 69 | Cofely Italia Spa | Castelmassa (Rovigo) - Via Cerestar, 1 |  |  | 111 | Yes | 0 | 0 | 0 | 1618.8604 | 0 | 0 | 119.02 | 0 | [7 empty] | 1.(c) | Cofely Italia S.p.A. | Cofely Italia S.p.A.- Centrale termoelettrica di Castelmassa | 117409 | Via Camatte | 4 | CASTELMASSA | 45035 | 254 | 0 | 0 | 176 | n
IT | 2012 | IT70 | 2012IT70 | 2012-70 | 70 | Cofely Italia Spa | Castelmassa (Rovigo) - Via Cerestar, 1 |  |  | 111 | Yes | 0 | 0 | 0 | 1580.2587 | 0 | 0 | 134.74 | 0 | [7 empty] | 1.(c) | Cofely Italia S.p.A. | Cofely Italia S.p.A.- Centrale termoelettrica di Castelmassa | 117409 | Via Camatte | 4 | CASTELMASSA | 45035 | 254 | 0 | 0 | 176 | n
IT | 2012 | IT180 | 2012IT180 | 2012-180 | 180 | ENEL PRODUZIONE S.p.A. | CAVRIGLIA (AREZZO) - VIA DELLE MINIERE 5 |  |  | 680 | Yes | 0 | 0 | 0 | 1443.053 | 0 | 0 | 28.68 | 0 | [7 empty] | 1.(c) | ENEL PRODUZIONE SPA | Impianto Termoelettrico di Santa Barbara | 5176 | Via delle Miniere | 5 | CAVRIGLIA | 52022 | 0 | 0 | 0 | 0 | n
IT | 2012 | IT459 | 2012IT459 | 2012-459 | 459 | TERMICA CELANO S.p.A. | CELANO (L'AQUILA) - BORGO STRADA 14, 144 |  |  | 375 | Yes | 0 | 0 | 0 | 2354.7934 | 0 | 3.8 | 43.3 | 0.22 | [7 empty] | 1.(c) | SECI ENERGIA S.P.A. | TERMICA CELANO S.P.A | 6544 | VIA BORGO STRADA 14 | 144 | CELANO | 67043 | 0 | 0 | 0 | 129 | n
IT | 2012 | IT102 | 2012IT102 | 2012-102 | 102 | EDIPOWER SPA | CHIVASSO (TORINO) - VIA MEZZANO 69 |  |  | 684 | Yes | 0 | 0 | 0 | 6050.8131 | 0 | 0 | 142.068 | 0 | [7 empty] | 1.(c) | EDIPOWER S.P.A. | Centrale Termoelettrica di Chivasso | 74 | via Mezzano | 69 | CHIVASSO | 10034 | 310 | 0 | 0 | 757 | n
IT | 2012 | IT103 | 2012IT103 | 2012-103 | 103 | EDIPOWER SPA | CHIVASSO (TORINO) - VIA MEZZANO 69 |  |  | 684 | Yes | 0 | 0 | 0 | 6124.831 | 0 | 0 | 137.885 | 0 | [7 empty] | 1.(c) | EDIPOWER S.P.A. | Centrale Termoelettrica di Chivasso | 74 | via Mezzano | 69 | CHIVASSO | 10034 | 310 | 0 | 0 | 757 | n
IT | 2012 | IT104 | 2012IT104 | 2012-104 | 104 | EDIPOWER SPA | CHIVASSO (TORINO) - VIA MEZZANO 69 |  |  | 684 | Yes | 0 | 0 | 0 | 1290.7238 | 0 | 0 | 29.549 | 0 | [7 empty] | 1.(c) | EDIPOWER S.P.A. | Centrale Termoelettrica di Chivasso | 74 | via Mezzano | 69 | CHIVASSO | 10034 | 310 | 0 | 0 | 757 | n
IT | 2012 | IT463 | 2012IT463 | 2012-463 | 463 | TIRRENO POWER S.P.A. | CIVITAVECCHIA (ROMA) - VIA AURELIA NORD, 32 |  |  | 736 | Yes | 0 | 0 | 29.55 | 2674.42 | 0 | 0.93 | 51.15 | 0 | [7 empty] | 1.(c) | TIRRENO POWER SpA | Centrale Termoelettrica Torrevaldaliga Sud | 6269 | Via Aurelia nord | 32 | CIVITAVECCHIA | 00053 | 187 | 0 | 0 | 495 | n
IT | 2012 | IT464 | 2012IT464 | 2012-464 | 464 | TIRRENO POWER S.P.A. | CIVITAVECCHIA (ROMA) - VIA AURELIA NORD, 32 |  |  | 736 | Yes | 0 | 0 | 28.3835 | 2767.53 | 0 | 0.93 | 66.15 | 0 | [7 empty] | 1.(c) | TIRRENO POWER SpA | Centrale Termoelettrica Torrevaldaliga Sud | 6269 | Via Aurelia nord | 32 | CIVITAVECCHIA | 00053 | 187 | 0 | 0 | 495 | n
IT | 2012 | IT465 | 2012IT465 | 2012-465 | 465 | TIRRENO POWER S.P.A. | CIVITAVECCHIA (ROMA) - VIA AURELIA NORD, 32 |  |  | 750 | Yes | 0 | 0 | 27.3836 | 3215.13 | 0 | 0.93 | 79.15 | 0 | [7 empty] | 1.(c) | TIRRENO POWER SpA | Centrale Termoelettrica Torrevaldaliga Sud | 6269 | Via Aurelia nord | 32 | CIVITAVECCHIA | 00053 | 187 | 0 | 0 | 495 | n
IT | 2012 | IT181 | 2012IT181 | 2012-181 | 181 | ENEL PRODUZIONE S.p.A. | CIVITAVECCHIA (ROMA) - VIA AURELIA NORD, 32 |  |  | 1420 | No | 0 | 36295.5774 | 0 | 1808.6578 | 0 | 661 | 1004 | 20 | [7 empty] | 1.(c) | ENEL PRODUZIONE SPA | Enel Produzione SpA - Centrale di Torrevaldaliga Nord | 6262 | VIA Aurelia Nord | 32 | CIVITAVECCHIA | 00053 | 3290 | 2050 | 59.9 | 10400 | n
IT | 2012 | IT182 | 2012IT182 | 2012-182 | 182 | ENEL PRODUZIONE S.p.A. | CIVITAVECCHIA (ROMA) - VIA AURELIA NORD, 32 |  |  | 1420 | No | 0 | 35107.8513 | 0 | 2554.2021 | 0 | 677 | 1076 | 20 | [7 empty] | 1.(c) | ENEL PRODUZIONE SPA | Enel Produzione SpA - Centrale di Torrevaldaliga Nord | 6262 | VIA Aurelia Nord | 32 | CIVITAVECCHIA | 00053 | 3290 | 2050 | 59.9 | 10400 | n
IT | 2012 | IT183 | 2012IT183 | 2012-183 | 183 | ENEL PRODUZIONE S.p.A. | CIVITAVECCHIA (ROMA) - VIA AURELIA NORD, 32 |  |  | 1420 | No | 0 | 36665.4084 | 0 | 2926.3375 | 0 | 713 | 1205 | 23 | [7 empty] | 1.(c) | ENEL PRODUZIONE SPA | Enel Produzione SpA - Centrale di Torrevaldaliga Nord | 6262 | VIA Aurelia Nord | 32 | CIVITAVECCHIA | 00053 | 3290 | 2050 | 59.9 | 10400 | n
IT | 2012 | IT460 | 2012IT460 | 2012-460 | 460 | TERMICA COLLEFERRO S.p.A. | COLLEFERRO (ROMA) - VIA ARIANA KM 5,2 |  |  | 82.854 | Yes | 0 | 0 | 0 | 980.5455 | 0 | 0.00044 | 12.19 | 0.000347 | start-up on November 2011 | [6 empty] | 1.(c) | SECI ENERGIA S.P.A. | TERMICA COLLEFERRO S.P.A. | 191759 | ARIANA | Km 5,2 | COLLEFERRO | 00034 | 0 | 0 | 0 | 0 | n
IT | 2012 | IT267 | 2012IT267 | 2012-267 | 267 | ENIPOWER SPA | COLLESALVETTI - VIA AURELIA 7 |  |  | 319 | No | 0 | 0 | 1096.27 | 3700.5106 | 0 | 535 | 354 | 63 | In this same stack there are emissions from a traditional boiler and a gas turbine
IT | 2012 | IT268 | 2012IT268 | 2012-268 | 268 | ENIPOWER SPA | COLLESALVETTI - VIA AURELIA 7 |  |  | 376 | Yes | 0 | 0 | 0 | 7831.4253 | 0 | 0 | 493 | 0
IT | 2012 | IT266 | 2012IT266 | 2012-266 | 266 | Eni S.p.A. Divisione Refining & Marketing Raffineria di Livorno | Collesalvetti (Livorno) - Via Aurelia, 7 |  | Refineries | 340.902 | No | 0 | 0 | 907.588 | 1857.332 | 3952.864 | 1470.336 | 761.159 | 50.332 | [7 empty] | 1.(a) | Eni S.p.A. | Eni S.p.A, Divisione Refining & Marketing - Raffineria di Livorno | 5157 | VIA Aurelia | 7 | COLLESALVETTI | 57014 | 761 | 1470 | 0 | 416 | n
IT | 2012 | IT461 | 2012IT461 | 2012-461 | 461 | Termica Cologno srl | Cologno Monzese (Milano) - C. Porta 16 - 20093 |  |  | 112 | Yes | 0 | 0 | 0 | 2742.5516 | 0 | 0 | 109.7 | 0 | [7 empty] | 1.(c) | TERMICA COLOGNO S.R.L. GRUPPO EDISON S.P.A | Termica Cologno Srl - Centrale Termoelettrica | 326 | via Carlo Porta | 16 | COLOGNO MONZESE | 20093 | 111 | 0 | 0 | 155 | n
IT | 2012 | IT443 | 2012IT443 | 2012-443 | 443 | Stogit. S.p.A. | Cortemaggiore (Piacenza) - Via Tre Case |  |  | 55.17 | Yes | 0 | 0 | 0 | 0 | 0 | 0 | 0 | 0 | [7 empty] | 1.(c) | STOGIT S.P.A. | Concessione Cortemaggiore Stoccaggio - Impianto di compressione gas naturale | 4990 | VIA Tre Case | 4 | CORTEMAGGIORE | 29016 | 0 | 0 | 0 | 0 | n
IT | 2012 | IT444 | 2012IT444 | 2012-444 | 444 | Stogit. S.p.A. | Cortemaggiore (Piacenza) - Via Tre Case |  |  | 55.17 | Yes | 0 | 0 | 0 | 257.8776 | 0 | 0.069 | 54.656 | 0.346 | [7 empty] | 1.(c) | STOGIT S.P.A. | Concessione Cortemaggiore Stoccaggio - Impianto di compressione gas naturale | 4990 | VIA Tre Case | 4 | CORTEMAGGIORE | 29016 | 0 | 0 | 0 | 0 | n
IT | 2012 | IT452 | 2012IT452 | 2012-452 | 452 | TAMOIL RAFFINAZIONE S.p.A. | Cremona - Caduti del lavoro, 30 |  | Refineries | 61.6 | No | [8 empty] | Since 2012 this plant is finally closed
IT | 2012 | IT453 | 2012IT453 | 2012-453 | 453 | TAMOIL RAFFINAZIONE S.p.A. | Cremona - Caduti del lavoro, 30 |  | Refineries | 62.8 | No | [8 empty] | Since 2012 this plant is finally closed
IT | 2012 | IT454 | 2012IT454 | 2012-454 | 454 | TAMOIL RAFFINAZIONE S.p.A. | Cremona - Caduti del lavoro, 30 |  | Refineries | 86.5 | No | [8 empty] | Since 2012 this plant is finally closed
IT | 2012 | IT455 | 2012IT455 | 2012-455 | 455 | TAMOIL RAFFINAZIONE S.p.A. | Cremona - Caduti del lavoro, 30 |  | Refineries | 92.5 | No | [8 empty] | Since 2012 this plant is finally closed
IT | 2012 | IT456 | 2012IT456 | 2012-456 | 456 | TAMOIL RAFFINAZIONE S.p.A. | Cremona - Caduti del lavoro, 30 |  | Refineries | 92.7 | No | [8 empty] | Since 2012 this plant is finally closed
IT | 2012 | IT41 | 2012IT41 | 2012-41 | 41 | Biomasse Crotone S.p.A. | Crotone - S.S.106 - Z.I. |  |  | 120 | No | 476.8062 | 0 | 0 | 0 | 0 | 0.2 | 23 | 0.578 | [7 empty] | 1.(c) | BIOMASSE CROTONE S.P.A. | CENTRALE TERMOELETTRICA DI CROTONE | 27240 | SS 106 Z.I. | SNC | CROTONE | 88900 | 0 | 0 | 0 | 0 | n
IT | 2012 | IT72 | 2012IT72 | 2012-72 | 72 | Cofely Italia Spa | Cuneo - Piazza Daubrée - c/o Michelin Italia spa |  |  | 160 | Yes | 0 | 0 | 0 | 2381.888 | 0 | 0 | 30.39 | 0 | [7 empty] | 1.(c) | Cofely Italia S.p.a. | Cofely Italia S.p.a. - Centrale Termoelettrica di Cuneo c/o Michelin | 120279 | Piazza Daubrée | SNC | CUNEO | 12100 | 0 | 0 | 0 | 148 | n
IT | 2012 | IT445 | 2012IT445 | 2012-445 | 445 | Stogit. S.p.A. | Cupello (Chieti) - Strada Bufalara - Contrada Montalfano |  |  | 63.89 | Yes | 0 | 0 | 0 | 499.7247 | 0 | 0.134 | 21.608 | 0.671 | [7 empty] | 1.(c) | STOGIT S.P.A. | Concessione Fiume Treste Stoccaggio - Impianto di compressione gas naturale | 6553 | STR Bufalara - Contrada Montalfano | 1 | CUPELLO | 66051 | 0 | 0 | 0 | 0 | n
IT | 2012 | IT446 | 2012IT446 | 2012-446 | 446 | Stogit. S.p.A. | Cupello (Chieti) - Strada Bufalara - Contrada Montalfano |  |  | 63.89 | Yes | 0 | 0 | 0 | 544.609 | 0 | 0.146 | 23.794 | 0.731 | [7 empty] | 1.(c) | STOGIT S.P.A. | Concessione Fiume Treste Stoccaggio - Impianto di compressione gas naturale | 6553 | STR Bufalara - Contrada Montalfano | 1 | CUPELLO | 66051 | 0 | 0 | 0 | 0 | n
IT | 2012 | IT73 | 2012IT73 | 2012-73 | 73 | Dalmine S.p.A. | Dalmine (Bergamo) - Caduti 6 Luglio 1944, 1 |  |  | 125 | Yes | 0 | 0 | 0 | 2738.0896 | 0 | 0 | 66.23 | 0 | [7 empty] | 2.(b) | DALMINE S.P.A. | Tenaris Dalmine – Stabilimento di Dalmine | 346 | PZA Caduti 6 Luglio 1944 | 1 | DALMINE | 24044 | 214 | 0 | 0 | 466 | n
IT | 2012 | IT74 | 2012IT74 | 2012-74 | 74 | Dalmine S.p.A. | Dalmine (Bergamo) - Caduti 6 Luglio 1944, 1 |  |  | 125 | Yes | 0 | 0 | 0 | 2630.0229 | 0 | 0 | 55.26 | 0 | [7 empty] | 2.(b) | DALMINE S.P.A. | Tenaris Dalmine – Stabilimento di Dalmine | 346 | PZA Caduti 6 Luglio 1944 | 1 | DALMINE | 24044 | 214 | 0 | 0 | 466 | n
IT | 2012 | IT46 | 2012IT46 | 2012-46 | 46 | BURGO GROUP SPA | DUINO AURISINA (TRIESTE) - SAN GIOVANNI DI DUINO 24/D |  |  | 79.3 | No | 0 | 0 | 0 | 3.6846 | 0 | 0.03 | 0.17 | 0 | [7 empty] | 6.(b) | BURGO GROUP S.p.A. | STABILIMENTO DI DUINO | 1519 | SAN GIOVANNI DI DUINO | 24/D | DUINO-AURISINA | 34013 | 150 | 0 | 0 | 292 | n
IT | 2012 | IT47 | 2012IT47 | 2012-47 | 47 | BURGO GROUP SPA | DUINO AURISINA (TRIESTE) - SAN GIOVANNI DI DUINO 24/D |  |  | 118.3 | Yes | 0 | 0 | 0 | 2287.5144 | 0 | 20 | 71.24 | 0 | [7 empty] | 6.(b) | BURGO GROUP S.p.A. | STABILIMENTO DI DUINO | 1519 | SAN GIOVANNI DI DUINO | 24/D | DUINO-AURISINA | 34013 | 150 | 0 | 0 | 292 | n
IT | 2012 | IT48 | 2012IT48 | 2012-48 | 48 | BURGO GROUP SPA | DUINO AURISINA (TRIESTE) - SAN GIOVANNI DI DUINO 24/D |  |  | 118.3 | Yes | 0 | 0 | 0 | 2555.1224 | 0 | 22.4 | 74.59 | 0 | [7 empty] | 6.(b) | BURGO GROUP S.p.A. | STABILIMENTO DI DUINO | 1519 | SAN GIOVANNI DI DUINO | 24/D | DUINO-AURISINA | 34013 | 150 | 0 | 0 | 292 | n
IT | 2012 | IT402 | 2012IT402 | 2012-402 | 402 | Snam Rete Gas S.p.a. | Enna - S.S. 192 - località Calderari |  |  | 55.917 | Yes | 0 | 0 | 0 | 41.1202 | 0 | 0 | 10.51 | 0 | [7 empty] | 1.(c) | SNAM RETE GAS SPA | Centrale di compressione gas di Enna | 27317 | LOC Calderari SS192 | SNC | ENNA | 94100 | 0 | 0 | 0 | 0 | n
IT | 2012 | IT403 | 2012IT403 | 2012-403 | 403 | Snam Rete Gas S.p.a. | Enna - S.S. 192 - località Calderari |  |  | 55.917 | Yes | 0 | 0 | 0 | 18.1142 | 0 | 0 | 4.75 | 0 | [7 empty] | 1.(c) | SNAM RETE GAS SPA | Centrale di compressione gas di Enna | 27317 | LOC Calderari SS192 | SNC | ENNA | 94100 | 0 | 0 | 0 | 0 | n
IT | 2012 | IT404 | 2012IT404 | 2012-404 | 404 | Snam Rete Gas S.p.a. | Enna - S.S. 192 - località Calderari |  |  | 61.465 | Yes | 0 | 0 | 0 | 39.1003 | 0 | 0 | 10.54 | 0 | [7 empty] | 1.(c) | SNAM RETE GAS SPA | Centrale di compressione gas di Enna | 27317 | LOC Calderari SS192 | SNC | ENNA | 94100 | 0 | 0 | 0 | 0 | n
IT | 2012 | IT405 | 2012IT405 | 2012-405 | 405 | Snam Rete Gas S.p.a. | Enna - S.S. 192 - località Calderari |  |  | 64.438 | Yes | 0 | 0 | 0 | 90.2633 | 0 | 0 | 0.46 | 0 | [7 empty] | 1.(c) | SNAM RETE GAS SPA | Centrale di compressione gas di Enna | 27317 | LOC Calderari SS192 | SNC | ENNA | 94100 | 0 | 0 | 0 | 0 | n
IT | 2012 | IT457 | 2012IT457 | 2012-457 | 457 | Tampieri Energie Srl | Faenza (Ravenna) - Granarolo 102 |  |  | 114.5 | No | 2308.4933 | 0 | 0 | 131.9601 | 0 | 24.7 | 151.7 | 1.5 | [7 empty] | 1.(c) | Tampieri Financial Group S.p.A. | Tampieri Energie srl | 5068 | Via Granarolo | 102 | FAENZA | 48018 | 159 | 0 | 0 | 0 | n
IT | 2012 | IT35 | 2012IT35 | 2012-35 | 35 | api raffineria di ancona spa (*) | Falconara Marittima (Ancona) - Via Flaminia 685 |  | Refineries | 367 | No | 0 | 0 | 2.8713 | 2278.6351 | 5700.6042 | 338 | 195 | 1.6 | [7 empty] | 1.(a) | API RAFFINERIA DI ANCONA S.P.A. | raffineria api e impianto IGCC di falconara marittima | 6056 | VIA flaminia | 685 | FALCONARA MARITTIMA | 60015 | 852 | 724 | 0 | 1980 | n
IT | 2012 | IT34 | 2012IT34 | 2012-34 | 34 | api energia | Falconara Marittima (Ancona) - Via Flaminia, 685 |  |  | 581 | Yes | 0 | 0 | 93.2121 | 0 | 16188.2854 | 127.5 | 642.6 | 5.5
IT | 2012 | IT474 | 2012IT474 | 2012-474 | 474 | Yara Italia S.p.A. | Ferrara - Piazzale Donegani 12 |  |  | 160 | No | 0 | 0 | 0 | 3309.5384 | 394.8381 | 3 | 311 | 0 | [7 empty] | 4.(b) | YARA | YARA ITALIA SpA - STAB. FERRARA | 5032 | PIAZZALE DONEGANI | 12 | FERRARA | 44122 | 896 | 0 | 0 | 717 | n
IT | 2012 | IT64 | 2012IT64 | 2012-64 | 64 | Centro Energia Ferrara S.p.A. | Ferrara - Piazzale G. Donegani, 12 |  |  | 149.5 | Yes | 0 | 0 | 0 | 1339.0467 | 0 | 3.29 | 24.88 | 0.22 | [7 empty] | 1.(c) | CENTRO ENERGIA FERRARA S.P.A. | Centro Energia Ferrara S.p.A. | 5026 | PLE Donegani | 12 | FERRARA | 44122 | 0 | 0 | 0 | 141 | n
IT | 2012 | IT65 | 2012IT65 | 2012-65 | 65 | Centro Energia Ferrara S.p.A. | Ferrara - Piazzale G. Donegani, 12 |  |  | 149.5 | Yes | 0 | 0 | 0 | 1196.7003 | 0 | 2.97 | 24.25 | 0.3 | [7 empty] | 1.(c) | CENTRO ENERGIA FERRARA S.P.A. | Centro Energia Ferrara S.p.A. | 5026 | PLE Donegani | 12 | FERRARA | 44122 | 0 | 0 | 0 | 141 | n
IT | 2012 | IT390 | 2012IT390 | 2012-390 | 390 | S.E.F. s.r.l. - Società EniPower Ferrara | Ferrara - Piazzale Guido Donegani, 12 |  |  | 200 | No | 0 | 0 | 0 | 0 | 0 | 0 | 0 | 0 | [7 empty] | 1.(c) | S.E.F. SOCIETÀ ENIPOWER FERRARA SRL | Stabilimento di Ferrara | 5031 | PIAZZALE GUIDO DONEGANI | 12 | FERRARA | 44122 | 594 | 0 | 0 | 1630 | n
IT | 2012 | IT387 | 2012IT387 | 2012-387 | 387 | S.E.F. s.r.l. - Società EniPower Ferrara | Ferrara - Piazzale Guido Donegani, 12 |  |  | 683 | Yes | 0 | 0 | 0 | 15953.521 | 0 | 0 | 295.907 | 0 | [7 empty] | 1.(c) | S.E.F. SOCIETÀ ENIPOWER FERRARA SRL | Stabilimento di Ferrara | 5031 | PIAZZALE GUIDO DONEGANI | 12 | FERRARA | 44122 | 594 | 0 | 0 | 1630 | n
IT | 2012 | IT388 | 2012IT388 | 2012-388 | 388 | S.E.F. s.r.l. - Società EniPower Ferrara | Ferrara - Piazzale Guido Donegani, 12 |  |  | 683 | Yes | 0 | 0 | 0 | 13581.7574 | 0 | 0 | 298.484 | 0 | [7 empty] | 1.(c) | S.E.F. SOCIETÀ ENIPOWER FERRARA SRL | Stabilimento di Ferrara | 5031 | PIAZZALE GUIDO DONEGANI | 12 | FERRARA | 44122 | 594 | 0 | 0 | 1630 | n
IT | 2012 | IT279 | 2012IT279 | 2012-279 | 279 | ENIPOWER s.p.a. | Ferrera Erbognone (PAVIA) - Strada della Corradina s.n.c. |  |  | 462 | Yes | 0 | 0 | 0 | 3566.7826 | 7029.5937 | 19.93 | 251 | 0 | [7 empty] | 1.(c) | ENIPOWER S.P.A. | ENIPOWER S.P.A. STABILIMENTO DI FERRERA ERBOGNONE | 418 | STR DELLA CORRADINA | SNC | FERRERA ERBOGNONE | 27032 | 712 | 0 | 0 | 2600 | n
IT | 2012 | IT280 | 2012IT280 | 2012-280 | 280 | ENIPOWER s.p.a. | Ferrera Erbognone (PAVIA) - Strada della Corradina s.n.c. |  |  | 683 | Yes | 0 | 0 | 0 | 12225.3085 | 0 | 0 | 190 | 0 | [7 empty] | 1.(c) | ENIPOWER S.P.A. | ENIPOWER S.P.A. STABILIMENTO DI FERRERA ERBOGNONE | 418 | STR DELLA CORRADINA | SNC | FERRERA ERBOGNONE | 27032 | 712 | 0 | 0 | 2600 | n
IT | 2012 | IT281 | 2012IT281 | 2012-281 | 281 | ENIPOWER s.p.a. | Ferrera Erbognone (PAVIA) - Strada della Corradina s.n.c. |  |  | 683 | Yes | 0 | 0 | 0 | 15821.0585 | 0 | 0 | 271 | 0 | [7 empty] | 1.(c) | ENIPOWER S.P.A. | ENIPOWER S.P.A. STABILIMENTO DI FERRERA ERBOGNONE | 418 | STR DELLA CORRADINA | SNC | FERRERA ERBOGNONE | 27032 | 712 | 0 | 0 | 2600 | n
IT | 2012 | IT351 | 2012IT351 | 2012-351 | 351 | ISTITUTO POLIGRAFICO E ZECCA DELLO STATO S.P.A. | FOGGIA (FOGGIA) - VIA LEONE XIII N.333 |  |  | 70 | No | 0 | 0 | 0 | 0 | 0 | 0 | 0 | 0
IT | 2012 | IT406 | 2012IT406 | 2012-406 | 406 | Snam Rete Gas S.p.a. | Gallese (Viterbo) - Località Rio Fratta |  |  | 62.021 | Yes | 0 | 0 | 0 | 149.9676 | 0 | 0 | 6.79 | 0 | [7 empty] | 1.(c) | SNAM RETE GAS SPA | Centrale compressione gas di Gallese | 27322 | LOC Rio Fratta | SNC | GALLESE | 01035 | 0 | 0 | 0 | 0 | n
IT | 2012 | IT407 | 2012IT407 | 2012-407 | 407 | Snam Rete Gas S.p.a. | Gallese (Viterbo) - Località Rio Fratta |  |  | 62.021 | Yes | 0 | 0 | 0 | 55.9092 | 0 | 0 | 2.81 | 0 | [7 empty] | 1.(c) | SNAM RETE GAS SPA | Centrale compressione gas di Gallese | 27322 | LOC Rio Fratta | SNC | GALLESE | 01035 | 0 | 0 | 0 | 0 | n
IT | 2012 | IT408 | 2012IT408 | 2012-408 | 408 | Snam Rete Gas S.p.a. | Gallese (Viterbo) - Località Rio Fratta |  |  | 62.438 | Yes | 0 | 0 | 0 | 487.4394 | 0 | 0 | 27.15 | 0 | [7 empty] | 1.(c) | SNAM RETE GAS SPA | Centrale compressione gas di Gallese | 27322 | LOC Rio Fratta | SNC | GALLESE | 01035 | 0 | 0 | 0 | 0 | n
IT | 2012 | IT369 | 2012IT369 | 2012-369 | 369 | Raffineria di Gela S.p.A. | Gela (Caltanissetta) - Contrada Piana del Signore |  | Refineries | 1827 | No | 0 | 10568.2769 | 3317.3844 | 5234.8167 | 6917.1829 | 6346.0605 | 1419.9728 | 40.9577 | [7 empty] | 1.(a) | RAFFINERIA DI GELA | RAFFINERIA DI GELA | 7353 | CONTRADA PIANA DEL SIGNORE | SNC | GELA | 93012 | 1600 | 8990 | 0 | 2130 | n
IT | 2012 | IT338 | 2012IT338 | 2012-338 | 338 | Iren Energia S.p.A. | Genova - Lungomare Canepa, n. 151/R |  |  | 88 | Yes | 0 | 0 | 0 | 431.68 | 0 | 0 | 54 | 0 | [7 empty] | 1.(c) | IREN ENERGIA SpA | Centrale di Cogenerazione di Genova-Sampierdarena | 4869 | L.RE GIUSEPPE CANEPA | 151R | GENOVA | 16100 | 0 | 0 | 0 | 0 | n
IT | 2012 | IT185 | 2012IT185 | 2012-185 | 185 | ENEL PRODUZIONE S.p.A. | GENOVA - VIA IDROSCALO |  |  | 410 | No | 0 | 4407.777 | 110.5517 | 0 | 0 | 503.2867 | 501.9963 | 2.6331 | [7 empty] | 1.(c) | ENEL PRODUZIONE SPA | CENTRALE TERMOELETTRICA DI GENOVA | 4864 | VIA ALL'IDROSCALO - GENOVA PORTO | SNC | GENOVA | 16149 | 556 | 543 | 0 | 475 | n
IT | 2012 | IT186 | 2012IT186 | 2012-186 | 186 | ENEL PRODUZIONE S.p.A. | GENOVA - VIA IDROSCALO |  |  | 440 | No | 0 | 387.3934 | 25.0979 | 0 | 0 | 35.6056 | 52.8137 | 0.77961 | [7 empty] | 1.(c) | ENEL PRODUZIONE SPA | CENTRALE TERMOELETTRICA DI GENOVA | 4864 | VIA ALL'IDROSCALO - GENOVA PORTO | SNC | GENOVA | 16149 | 556 | 543 | 0 | 475 | n
IT | 2012 | IT336 | 2012IT336 | 2012-336 | 336 | ILVA S.p.A. | Genova - Via Pionieri e Aviatori d'Italia, 8 |  |  | 70 | No | 0 | 0 | 3.6184 | 280.013 | 0 | 0.02 | 12.9 | 0.607 | [7 empty] | 2.(f) | ILVA S.P.A. | ILVA S.P.A. STABILIMENTO DI GENOVA CORNIGLIANO | 4868 | VIA PIONIERI E AVIATORI D'ITALIA | 8 | GENOVA | 16154 | 113 | 0 | 0 | 0 | n
IT | 2012 | IT337 | 2012IT337 | 2012-337 | 337 | ILVA S.p.A. | Genova - Via Pionieri e Aviatori d'Italia, 8 |  |  | 70 | No | 0 | 0 | 0 | 167.641 | 0 | 0 | 6.9 | 0.332 | [7 empty] | 2.(f) | ILVA S.P.A. | ILVA S.P.A. STABILIMENTO DI GENOVA CORNIGLIANO | 4868 | VIA PIONIERI E AVIATORI D'ITALIA | 8 | GENOVA | 16154 | 113 | 0 | 0 | 0 | n
IT | 2012 | IT15 | 2012IT15 | 2012-15 | 15 | ABRUZZOENERGIA SPA | GISSI (CHIETI) - CONTRADA SELVA |  |  | 719 | Yes | 0 | 0 | 0 | 3319.326 | 0 | 0 | 58.49 | 0
IT | 2012 | IT16 | 2012IT16 | 2012-16 | 16 | ABRUZZOENERGIA SPA | GISSI (CHIETI) - CONTRADA SELVA |  |  | 719 | Yes | 0 | 0 | 0 | 2897.1031 | 0 | 0 | 51.82 | 0
IT | 2012 | IT189 | 2012IT189 | 2012-189 | 189 | ENEL PRODUZIONE S.p.A. | GIUGLIANO (NAPOLI) - LOCALITA' PONTE RICCIO CIRCONVALAZIONE ESTERNA |  |  | 310 | Yes | 0 | 0 | 9.4128 | 0 | 0 | 0.11404 | 3.3852 | 0.027166 | [7 empty] | 7.(a).(ii) | AZ. AGR. ALLEVAMENTO TRIS DI ZILETTI P.D. & C. S.S. | ALLEVAMENTO TRIS DI ZILETTI P.D. & C. S.S. | 26895 | CNA BOLOGNA - LOC. PER CIGOLE | SNC | BASSANO BRESCIANO | 25020 | 0 | 0 | 0 | 0 | l
IT | 2012 | IT190 | 2012IT190 | 2012-190 | 190 | ENEL PRODUZIONE S.p.A. | GIUGLIANO (NAPOLI) - LOCALITA' PONTE RICCIO CIRCONVALAZIONE ESTERNA |  |  | 310 | Yes | 0 | 0 | 2.8534 | 0 | 0 | 0.026993 | 0.74194 | 0.0086313 | [7 empty] | 7.(a).(ii) | AZ. AGR. ALLEVAMENTO TRIS DI ZILETTI P.D. & C. S.S. | ALLEVAMENTO TRIS DI ZILETTI P.D. & C. S.S. | 26895 | CNA BOLOGNA - LOC. PER CIGOLE | SNC | BASSANO BRESCIANO | 25020 | 0 | 0 |  |  | l
IT | 2012 | IT191 | 2012IT191 | 2012-191 | 191 | ENEL PRODUZIONE S.p.A. | GIUGLIANO (NAPOLI) - LOCALITA' PONTE RICCIO CIRCONVALAZIONE ESTERNA |  |  | 310 | Yes | 0 | 0 | 0 | 0 | 0 | 0 | 0 | 0 | [7 empty] | 7.(a).(ii) | AZ. AGR. ALLEVAMENTO TRIS DI ZILETTI P.D. & C. S.S. | ALLEVAMENTO TRIS DI ZILETTI P.D. & C. S.S. | 26895 | CNA BOLOGNA - LOC. PER CIGOLE | SNC | BASSANO BRESCIANO | 25020 | 0 | 0 |  |  | l
IT | 2012 | IT192 | 2012IT192 | 2012-192 | 192 | ENEL PRODUZIONE S.p.A. | GIUGLIANO (NAPOLI) - LOCALITA' PONTE RICCIO CIRCONVALAZIONE ESTERNA |  |  | 310 | Yes | 0 | 0 | 5.294 | 0 | 0 | 0.09242 | 1.8601 | 0.024395 | [7 empty] | 7.(a).(ii) | AZ. AGR. ALLEVAMENTO TRIS DI ZILETTI P.D. & C. S.S. | ALLEVAMENTO TRIS DI ZILETTI P.D. & C. S.S. | 26895 | CNA BOLOGNA - LOC. PER CIGOLE | SNC | BASSANO BRESCIANO | 25020 | 0 | 0 |  |  | l
IT | 2012 | IT154 | 2012IT154 | 2012-154 | 154 | Elettrogorizia SpA | Gorizia - Via Gregorcic, 24B |  |  | 111.5 | Yes | 0 | 0 | 0 | 681.8326 | 0 | 17 | 28 | 0 | [7 empty] | 1.(c) | ELETTROGORIZIA S.P.A. | Centrale elettrica a ciclo combinato di Elettrogorizia S.p.A. | 28187 | VIA Anton Gregorcic | 24/b | GORIZIA | 34170 | 0 | 0 | 0 | 0 | n
IT | 2012 | IT187 | 2012IT187 | 2012-187 | 187 | ENEL PRODUZIONE S.p.A. | GUALDO CATTANEO (PERUGIA) - SP 415 - KM 13,5 |  |  | 200 | No | 0 | 1668.1638 | 36.7064 | 0 | 0 | 173.6736 | 197.1 | 3.9 | [7 empty] | 1.(c) | ENEL PRODUZIONE SPA | Unità di Bussines Bastardo - Centrale Pietro Vannucci | 5712 | LOC Ponte di Ferro - S. P. 415 - km 13,500 | SNC | GUALDO CATTANEO | 06035 | 349 | 301 | 0 | 284 | n
IT | 2012 | IT188 | 2012IT188 | 2012-188 | 188 | ENEL PRODUZIONE S.p.A. | GUALDO CATTANEO (PERUGIA) - SP 415 - KM 13,5 |  |  | 200 | No | 0 | 1241.8754 | 22.9776 | 0 | 0 | 127.1769 | 152.2 | 3.5185 | [7 empty] | 1.(c) | ENEL PRODUZIONE SPA | Unità di Bussines Bastardo - Centrale Pietro Vannucci | 5712 | LOC Ponte di Ferro - S. P. 415 - km 13,500 | SNC | GUALDO CATTANEO | 06035 | 349 | 301 | 0 | 284 | n
IT | 2012 | IT335 | 2012IT335 | 2012-335 | 335 | HERA SPADIREZIONE ENERGIA- UNITA' PRODUTTIVE RILEVANTI | IMOLA (BOLGONA) - CASALEGNO 1 |  |  | 165.6 | Yes | 0 | 0 | 0.05626 | 2665.47 | 0 | 0 | 20.916 | 0.198 | [7 empty] | 5.(c) | HERA SPA | IMPIANTO DI TRATTAMENTO ACQUE REFLUE URBANE "SANTERNO" | 26832 | VIA LUGHESE | 1 | IMOLA | 40026 | 0 | 0 | 0 | 0 | n
IT | 2012 | IT409 | 2012IT409 | 2012-409 | 409 | Snam Rete Gas S.p.a. | Istrana (Treviso) - via Tre Comuni, 10 |  |  | 62.021 | Yes | 0 | 0 | 0 | 138.3463 | 0 | 0 | 7.34 | 0 | [7 empty] | 1.(c) | SNAM RETE GAS SPA | Centrale compressione gas di Istrana | 27320 | VIA Tre Comuni | 10 | ISTRANA | 31036 | 0 | 0 | 0 | 0 | n
IT | 2012 | IT410 | 2012IT410 | 2012-410 | 410 | Snam Rete Gas S.p.a. | Istrana (Treviso) - via Tre Comuni, 10 |  |  | 62.021 | Yes | 0 | 0 | 0 | 110.8604 | 0 | 0 | 6.1 | 0 | [7 empty] | 1.(c) | SNAM RETE GAS SPA | Centrale compressione gas di Istrana | 27320 | VIA Tre Comuni | 10 | ISTRANA | 31036 | 0 | 0 | 0 | 0 | n
IT | 2012 | IT352 | 2012IT352 | 2012-352 | 352 | Jesi Energia SpA | Jesi (Ancona) - Via della Barchetta, 1 |  |  | 299 | Yes | 0 | 0 | 0 | 1152.7969 | 0 | 0 | 21.95 | 0 | [7 empty] | 1.(c) | JESI ENERGIA SPA | CENTRALE TERMOELETTRICA DI JESI | 6054 | VIA DELLA BARCHETTA | 1 | JESI | 60035 | 0 | 0 | 0 | 0 | n
IT | 2012 | IT193 | 2012IT193 | 2012-193 | 193 | ENEL PRODUZIONE S.p.A. | LA SPEZIA - VIA VAL DILOCCHI |  |  | 635 | Yes | 0 | 0 | 0 | 581.3 | 0 | 0 | 19 | 0 | [7 empty] | 1.(c) | ENEL PRODUZIONE SPA | Enel Produzione S.p.A. Centrale della Spezia “Eugenio Montale” | 4870 | VIA VALDILOCCHI | 32 | LA SPEZIA | 19136 | 2280 | 3170 | 95.6 | 2880 | n
IT | 2012 | IT194 | 2012IT194 | 2012-194 | 194 | ENEL PRODUZIONE S.p.A. | LA SPEZIA - VIA VAL DILOCCHI |  |  | 635 | Yes | 0 | 0 | 0 | 1.062 | 0 | 0 | 0 | 0 | [7 empty] | 1.(c) | ENEL PRODUZIONE SPA | Enel Produzione S.p.A. Centrale della Spezia “Eugenio Montale” | 4870 | VIA VALDILOCCHI | 32 | LA SPEZIA | 19136 | 2280 | 3170 | 95.6 | 2880 | n
IT | 2012 | IT195 | 2012IT195 | 2012-195 | 195 | ENEL PRODUZIONE S.p.A. | LA SPEZIA - VIA VAL DILOCCHI |  |  | 1540 | No | 0 | 30390 | 710.9 | 339.1 | 0 | 3168 | 2259 | 101 | [7 empty] | 1.(c) | ENEL PRODUZIONE SPA | Enel Produzione S.p.A. Centrale della Spezia “Eugenio Montale” | 4870 | VIA VALDILOCCHI | 32 | LA SPEZIA | 19136 | 2280 | 3170 | 95.6 | 2880 | n
IT | 2012 | IT196 | 2012IT196 | 2012-196 | 196 | ENEL PRODUZIONE S.p.A. | LAINO BORGO (COSENZA) - SP N°4 DEL POLLINO |  |  | 134.6 | No | 1.3607 | 0 | 10.6642 | 0 | 0 | 0.1 | 0.7 | 0 | [7 empty] | 1.(c) | Enel Produzione S.p.a. | Centrale Termoelettrica Mercure | 158935 | Contrada Pianette - SP n. 4 - Km 4-5 | SNC | LAINO BORGO | 87014 | 0 | 0 | 0 | 0 | n
IT | 2012 | IT197 | 2012IT197 | 2012-197 | 197 | ENEL PRODUZIONE S.p.A. | LARINO (CAMPOBASSO) - SS 480 DI URURI, KM 1,500 |  |  | 430 | Yes | 0 | 0 | 0 | 31.5997 | 0 | 0.065 | 14.039 | 0.051
IT | 2012 | IT198 | 2012IT198 | 2012-198 | 198 | ENEL PRODUZIONE S.p.A. | LARINO (CAMPOBASSO) - SS 480 DI URURI, KM 1,500 |  |  | 430 | Yes | 0 | 0 | 0 | 19.6795 | 0 | 0.051 | 9.013 | 0.029
IT | 2012 | IT20 | 2012IT20 | 2012-20 | 20 | GDF SUEZ Produzione S.p.a. (Centrale Leinì) | Leinì (Torino) - Strada Provinciale 3 Cebrosa - km 5,2 |  |  | 681.5 | Yes | 0 | 0 | 0 | 13733.6447 | 0 | 0 | 175.4 | 1.433 | [7 empty] | 1.(c) | GDF SUEZ Produzione S.p.A. | Centrale Leinì | 27074 | Strada Provinciale 3 con deviazione Km 5,200 | SNC | LEINI' | 10040 | 175 | 0 | 0 | 771 | n
IT | 2012 | IT199 | 2012IT199 | 2012-199 | 199 | ENEL PRODUZIONE S.p.A. | LIVORNO - VIA SALVATORE ORLANDO |  |  | 400 | No | 0 | 0 | 513.4171 | 0 | 0 | 53.7 | 46.2 | 1.81 | [7 empty] | 1.(c) | ENEL PRODUZIONE SPA | Enel Produzione S.p.A. – Centrale di Livorno | 5155 | VIA Salvatore Orlando | 15 | LIVORNO | 57123 | 0 | 0 | 0 | 0 | n
IT | 2012 | IT200 | 2012IT200 | 2012-200 | 200 | ENEL PRODUZIONE S.p.A. | LIVORNO - VIA SALVATORE ORLANDO |  |  | 400 | No | 0 | 0 | 215.732 | 0 | 0 | 25.2 | 21.2 | 0.4 | [7 empty] | 1.(c) | ENEL PRODUZIONE SPA | Enel Produzione S.p.A. – Centrale di Livorno | 5155 | VIA Salvatore Orlando | 15 | LIVORNO | 57123 | 0 | 0 | 0 | 0 | n
IT | 2012 | IT81 | 2012IT81 | 2012-81 | 81 | E.ON Produzione Centrale Livorno Ferraris S.p.A. | Livorno Ferraris (VERCELLI) - SP 7, km 9+430 |  |  | 700 | Yes | 0 | 0 | 0.02 | 6345.1541 | 0 | 0 | 116.635 | 0 | [7 empty] | 1.(c) | E.ON ITALIA S.P.A. | Centrale di Livorno Ferraris | 117453 | Strada Provinciale 7 km 9+430 | SNC | LIVORNO FERRARIS | 13046 | 215 | 0 | 0 | 678 | n
IT | 2012 | IT82 | 2012IT82 | 2012-82 | 82 | E.ON Produzione Centrale Livorno Ferraris S.p.A. | Livorno Ferraris (VERCELLI) - SP 7, km 9+430 |  |  | 700 | Yes | 0 | 0 | 0 | 5724.7959 | 0 | 0 | 98.021 | 0 | [7 empty] | 1.(c) | E.ON ITALIA S.P.A. | Centrale di Livorno Ferraris | 117453 | Strada Provinciale 7 km 9+430 | SNC | LIVORNO FERRARIS | 13046 | 215 | 0 | 0 | 678 | n
IT | 2012 | IT201 | 2012IT201 | 2012-201 | 201 | ENEL PRODUZIONE S.p.A. | MADDALONI (CASERTA) - VIA FICUCELLE, 61 |  |  | 310 | Yes | 0 | 0 | 0 | 0 | 0 | 0 | 0 | 0
IT | 2012 | IT202 | 2012IT202 | 2012-202 | 202 | ENEL PRODUZIONE S.p.A. | MADDALONI (CASERTA) - VIA FICUCELLE, 61 |  |  | 310 | Yes | 0 | 0 | 0.033798 | 8.7969 | 0 | 0.0049705 | 2.6637 | 0.039478
IT | 2012 | IT203 | 2012IT203 | 2012-203 | 203 | ENEL PRODUZIONE S.p.A. | MADDALONI (CASERTA) - VIA FICUCELLE, 61 |  |  | 310 | Yes | 0 | 0 | 0.027789 | 7.5435 | 0 | 0.0041769 | 2.2384 | 0.033175
IT | 2012 | IT204 | 2012IT204 | 2012-204 | 204 | ENEL PRODUZIONE S.p.A. | MADDALONI (CASERTA) - VIA FICUCELLE, 61 |  |  | 310 | Yes | 0 | 0 | 0 | 0 | 0 | 0 | 0 | 0
IT | 2012 | IT411 | 2012IT411 | 2012-411 | 411 | Snam Rete Gas S.p.a. | Malborghetto (Udine) - via Nazionale, 2 |  |  | 62.021 | Yes | 0 | 0 | 0 | 111.9415 | 0 | 0 | 4.31 | 0 | [7 empty] | 1.(c) | SNAM RETE GAS SPA | Centrale di compressione gas di Malborghetto | 1418 | LOC Cucco Via Nazionale | 2 | MALBORGHETTO VALBRUNA | 33010 | 0 | 0 | 0 | 0 | n
IT | 2012 | IT412 | 2012IT412 | 2012-412 | 412 | Snam Rete Gas S.p.a. | Malborghetto (Udine) - via Nazionale, 2 |  |  | 62.021 | Yes | 0 | 0 | 0 | 93.4988 | 0 | 0 | 2.88 | 0 | [7 empty] | 1.(c) | SNAM RETE GAS SPA | Centrale di compressione gas di Malborghetto | 1418 | LOC Cucco Via Nazionale | 2 | MALBORGHETTO VALBRUNA | 33010 | 0 | 0 | 0 | 0 | n
IT | 2012 | IT413 | 2012IT413 | 2012-413 | 413 | Snam Rete Gas S.p.a. | Malborghetto (Udine) - via Nazionale, 2 |  |  | 64.4 | Yes | 0 | 0 | 0 | 269.5694 | 0 | 0 | 10.02 | 0 | [7 empty] | 1.(c) | SNAM RETE GAS SPA | Centrale di compressione gas di Malborghetto | 1418 | LOC Cucco Via Nazionale | 2 | MALBORGHETTO VALBRUNA | 33010 | 0 | 0 | 0 | 0 | n
IT | 2012 | IT51 | 2012IT51 | 2012-51 | 51 | BURGO GROUP SPA | MANTOVA - Poggio Reale n.9 |  |  | 133.11 | No | 0 | 0 | 18.4812 | 1062.8648 | 0 | 0.14 | 40.408 | 0.12 | [7 empty] | 6.(b) | BURGO GROUP S.P.A. | Stabilimento di Mantova | 440 | Viale Poggio Reale | 9 | MANTOVA | 46100 | 0 | 0 | 0 | 0 | n
IT | 2012 | IT273 | 2012IT273 | 2012-273 | 273 | Enipower Mantova S.p.A. | Mantova - Via Taliercio, 14 |  |  | 268 | No | 0 | 0 | 0 | 344.3742 | 0 | 0 | 13.86 | 0.078 | [7 empty] | 1.(c) | ENIPOWER MANTOVA S.P.A. | Enipower Mantova - Stabilimento di Mantova | 452 | VIA TALIERCIO | 14 | MANTOVA | 46100 | 511 | 0 | 0 | 1880 | n
IT | 2012 | IT274 | 2012IT274 | 2012-274 | 274 | Enipower Mantova S.p.A. | Mantova - Via Taliercio, 14 |  |  | 683 | Yes | 0 | 0 | 0 | 17300.3865 | 0 | 0 | 247.88 | 0.204 | [7 empty] | 1.(c) | ENIPOWER MANTOVA S.P.A. | Enipower Mantova - Stabilimento di Mantova | 452 | VIA TALIERCIO | 14 | MANTOVA | 46100 | 511 | 0 | 0 | 1880 | n
IT | 2012 | IT275 | 2012IT275 | 2012-275 | 275 | Enipower Mantova S.p.A. | Mantova - Via Taliercio, 14 |  |  | 683 | Yes | 0 | 0 | 0 | 16500.9938 | 0 | 0 | 249.59 | 0.16 | [7 empty] | 1.(c) | ENIPOWER MANTOVA S.P.A. | Enipower Mantova - Stabilimento di Mantova | 452 | VIA TALIERCIO | 14 | MANTOVA | 46100 | 511 | 0 | 0 | 1880 | n
IT | 2012 | IT332 | 2012IT332 | 2012-332 | 332 | Ferrari S.p.A. | Maranello (Modena) - Abetone Inferiore 2/4 |  |  | 66 | No | 0 | 0 | 0 | 163.272 | 0 | 1.2322 | 3.9957 | 0.0655 | [7 empty] | 2.(e).(ii) | FERRARI S.P.A. | Ferrari SpA | 76880 | VIA Abetone inferiore | 4 | MARANELLO | 41053 | 0 | 0 | 0 | 0 | n
IT | 2012 | IT124 | 2012IT124 | 2012-124 | 124 | Edison SpA | Marghera (Venezia) - Via Banchina dell'Azoto, 4 |  |  | 246 | Yes | 0 | 0 | 0 | 1243.2249 | 0 | 0 | 49.37 | 0 | [7 empty] | 1.(c) | EDISON | CENTRALE TERMOELETTRICA DI MARGHERA LEVANTE | 644 | VIA DELLA CHIMICA | 16 | VENEZIA | 30175 | 461 | 0 | 0 | 884 | n
IT | 2012 | IT125 | 2012IT125 | 2012-125 | 125 | Edison SpA | Marghera (Venezia) - Via Banchina dell'Azoto, 4 |  |  | 246 | Yes | 0 | 0 | 0 | 1233.2746 | 0 | 0 | 49.58 | 0 | [7 empty] | 1.(c) | EDISON | CENTRALE TERMOELETTRICA DI MARGHERA LEVANTE | 644 | VIA DELLA CHIMICA | 16 | VENEZIA | 30175 | 461 | 0 | 0 | 884 | n
IT | 2012 | IT126 | 2012IT126 | 2012-126 | 126 | Edison SpA | Marghera (Venezia) - Via della Chimica, 16 |  |  | 381 | Yes | 0 | 0 | 0 | 1311.3189 | 0 | 0 | 86.2 | 0 | [7 empty] | 1.(c) | EDISON | CENTRALE TERMOELETTRICA DI MARGHERA LEVANTE | 644 | VIA DELLA CHIMICA | 16 | VENEZIA | 30175 | 461 | 0 | 0 | 884 | n
IT | 2012 | IT127 | 2012IT127 | 2012-127 | 127 | Edison SpA | Marghera (Venezia) - Via della Chimica, 16 |  |  | 381 | Yes | 0 | 0 | 0 | 1295.9649 | 0 | 0 | 79.9 | 0 | [7 empty] | 1.(c) | EDISON | CENTRALE TERMOELETTRICA DI MARGHERA LEVANTE | 644 | VIA DELLA CHIMICA | 16 | VENEZIA | 30175 | 461 | 0 | 0 | 884 | n
IT | 2012 | IT128 | 2012IT128 | 2012-128 | 128 | Edison SpA | Marghera (Venezia) - Via della Chimica, 16 |  |  | 685 | Yes | 0 | 0 | 0 | 13427.8257 | 0 | 0 | 294.42 | 0 | [7 empty] | 1.(c) | EDISON | CENTRALE TERMOELETTRICA DI MARGHERA LEVANTE | 644 | VIA DELLA CHIMICA | 16 | VENEZIA | 30175 | 461 | 0 | 0 | 884 | n
IT | 2012 | IT36 | 2012IT36 | 2012-36 | 36 | BG ITALIA POWER SPA (ex SERENE SPA) | MELFI (POTENZA) - Strada Vicinale Montelungo - Comprensorio Sata |  |  | 214.4 | Yes | 0 | 0 | 0.15587 | 2795.5984 | 0 | 0 | 325 | 0 | [7 empty] | 5.(a) | FENICE AMBIENTE SRL | IMPIANTO TERMOVALORIZZATORE DI MELFI | 27864 | STR Vicinale Montelungo | SNC | MELFI | 85025 | 0 | 0 | 0 | 0 | n
IT | 2012 | IT318 | 2012IT318 | 2012-318 | 318 | Fenice SpA | Melfi (Potenza) - Zona Industriale San Nicola di Melfi |  |  | 85 | No | 0 | 0 | 0 | 734.0161 | 0 | 0 | 19.602 | 0 | [7 empty] | 1.(c) | FENICE SP.A | Unità operativa Sata Melfi | 27859 | Z.IN San Nicola di Melfi | SNC | MELFI | 85025 | 0 | 0 | 0 | 0 | n
IT | 2012 | IT319 | 2012IT319 | 2012-319 | 319 | Fenice SpA | Melfi (Potenza) - Zona Industriale San Nicola di Melfi |  |  | 202 | No | 0 | 0 | 0 | 273.8487 | 0 | 0 | 9.715 | 0 | [7 empty] | 1.(c) | FENICE SP.A | Unità operativa Sata Melfi | 27859 | Z.IN San Nicola di Melfi | SNC | MELFI | 85025 | 0 | 0 | 0 | 0 | n
IT | 2012 | IT414 | 2012IT414 | 2012-414 | 414 | Snam Rete Gas S.p.a. | Melizzano (Benevento) - Strada comunale San Libero |  |  | 62.021 | Yes | 0 | 0 | 0 | 24.641 | 0 | 0 | 1.37 | 0 | [7 empty] | 1.(c) | SNAM RETE GAS SPA | Centrale di compressione gas di Melizzano | 27318 | LOC Torello di Melizzano - ST.COMUNALE SAN LIBERO | SNC | MELIZZANO | 82030 | 0 | 0 | 0 | 0 | n
IT | 2012 | IT415 | 2012IT415 | 2012-415 | 415 | Snam Rete Gas S.p.a. | Melizzano (Benevento) - Strada comunale San Libero |  |  | 62.43 | Yes | 0 | 0 | 0 | 13.1513 | 0 | 0 | 0.41 | 0 | [7 empty] | 1.(c) | SNAM RETE GAS SPA | Centrale di compressione gas di Melizzano | 27318 | LOC Torello di Melizzano - ST.COMUNALE SAN LIBERO | SNC | MELIZZANO | 82030 | 0 | 0 | 0 | 0 | n
IT | 2012 | IT416 | 2012IT416 | 2012-416 | 416 | Snam Rete Gas S.p.a. | Melizzano (Benevento) - Strada comunale San Libero |  |  | 62.438 | Yes | 0 | 0 | 0 | 55.2329 | 0 | 0 | 2.05 | 0 | [7 empty] | 1.(c) | SNAM RETE GAS SPA | Centrale di compressione gas di Melizzano | 27318 | LOC Torello di Melizzano - ST.COMUNALE SAN LIBERO | SNC | MELIZZANO | 82030 | 0 | 0 | 0 | 0 | n
IT | 2012 | IT417 | 2012IT417 | 2012-417 | 417 | Snam Rete Gas S.p.a. | Melizzano (Benevento) - Strada comunale San Libero |  |  | 62.438 | Yes | 0 | 0 | 0 | 17.896 | 0 | 0 | 1.1 | 0 | [7 empty] | 1.(c) | SNAM RETE GAS SPA | Centrale di compressione gas di Melizzano | 27318 | LOC Torello di Melizzano - ST.COMUNALE SAN LIBERO | SNC | MELIZZANO | 82030 | 0 | 0 | 0 | 0 | n
IT | 2012 | IT418 | 2012IT418 | 2012-418 | 418 | Snam Rete Gas S.p.a. | Messina - Località Faro Superiore |  |  | 55.917 | Yes | 0 | 0 | 0 | 394.8727 | 0 | 0 | 97.2 | 0 | [7 empty] | 1.(c) | SNAM RETE GAS SPA | centrale di compressione gas di Messina | 7347 | LOC Faro Superiore Via Carbonaro | 23 | MESSINA | 98158 | 283 | 0 | 0 | 110 | n
IT | 2012 | IT419 | 2012IT419 | 2012-419 | 419 | Snam Rete Gas S.p.a. | Messina - Località Faro Superiore |  |  | 55.917 | Yes | 0 | 0 | 0 | 378.9147 | 0 | 0 | 97.17 | 0 | [7 empty] | 1.(c) | SNAM RETE GAS SPA | centrale di compressione gas di Messina | 7347 | LOC Faro Superiore Via Carbonaro | 23 | MESSINA | 98158 | 283 | 0 | 0 | 110 | n
IT | 2012 | IT421 | 2012IT421 | 2012-421 | 421 | Snam Rete Gas S.p.a. | Messina - Località Faro Superiore |  |  | 61.465 | Yes | 0 | 0 | 0 | 262.2581 | 0 | 0 | 71.33 | 0 | [7 empty] | 1.(c) | SNAM RETE GAS SPA | centrale di compressione gas di Messina | 7347 | LOC Faro Superiore Via Carbonaro | 23 | MESSINA | 98158 | 283 | 0 | 0 | 110 | n
IT | 2012 | IT422 | 2012IT422 | 2012-422 | 422 | Snam Rete Gas S.p.a. | Messina - Località Faro Superiore |  |  | 75.792 | Yes | 0 | 0 | 0 | 407.4953 | 0 | 0 | 8.12 | 0 | [7 empty] | 1.(c) | SNAM RETE GAS SPA | centrale di compressione gas di Messina | 7347 | LOC Faro Superiore Via Carbonaro | 23 | MESSINA | 98158 | 283 | 0 | 0 | 110 | n
IT | 2012 | IT423 | 2012IT423 | 2012-423 | 423 | Snam Rete Gas S.p.a. | Messina - Località Faro Superiore |  |  | 75.792 | Yes | 0 | 0 | 0 | 516.9773 | 0 | 0 | 8.46 | 0 | [7 empty] | 1.(c) | SNAM RETE GAS SPA | centrale di compressione gas di Messina | 7347 | LOC Faro Superiore Via Carbonaro | 23 | MESSINA | 98158 | 283 | 0 | 0 | 110 | n
IT | 2012 | IT33 | 2012IT33 | 2012-33 | 33 | Amsa Azienda milanese servizi ambientali S.p.A. | Milano - Via L.C. Silla n. 249 |  |  | 50 | No | 0 | 0 | 0 | 1.1 | 0 | 0 | 0 | 0 | The boiler is for integration and emergency: it was never used. The consumption of fuel is relative to the maintenance of hot stand-by. For this reason emissions into the atmosphere were not measured. | [6 empty] | 5.(c) | AMSA AZIENDA MILANESE SERVIZI AMBIENTALI S.P.A. | INSEDIAMENTO SILLA | 27382 | VIA LUCIO CORNELIO SILLA | 251/253 | MILANO | 20153 | 0 | 0 | 0 | 0 | n
IT | 2012 | IT371 | 2012IT371 | 2012-371 | 371 | Raffineria di Milazzo S.C.p.A. | Milazzo (Messina) - C.da Mangiavacca |  |  | 91 | Yes | 0 | 0 | 0 | 0 | 2621.0038 | 38.1 | 269.9 | 7.3 | [7 empty] | 1.(a) | ENI - Kupit | Raffineria di Milazzo S.C.p.A. | 7350 | Contrada Mangiavacca | 1 | MILAZZO | 98057 | 2020 | 3730 | 0 | 1770 | n
IT | 2012 | IT370 | 2012IT370 | 2012-370 | 370 | Raffineria di Milazzo S.C.p.A. | Milazzo (Messina) - C.da Mangiavacca |  | Refineries | 1025.3 | No | 0 | 0 | 2859.7519 | 0 | 17165.1096 | 1236 | 1158.3 | 58.8 | [7 empty] | 1.(a) | ENI - Kupit | Raffineria di Milazzo S.C.p.A. | 7350 | Contrada Mangiavacca | 1 | MILAZZO | 98057 | 2020 | 3730 | 0 | 1770 | n
IT | 2012 | IT462 | 2012IT462 | 2012-462 | 462 | Termica Milazzo srl | Milazzo (Messina) - Contrada Mangiavacca - 98057 |  |  | 365 | Yes | 0 | 0 | 0 | 8347.5753 | 0 | 0 | 169.29 | 0 | [7 empty] | 1.(c) | TERMICA MILAZZO S.R.L. GRUPPO EDISON S.P.A. | Termica Milazzo Srl - centrale termoelettrica | 7348 | CNT MANGIAVACCA | SNC | MILAZZO | 98057 | 169 | 0 | 0 | 472 | n
IT | 2012 | IT58 | 2012IT58 | 2012-58 | 58 | CO.PRO.B. SCA | MINERBIO (BOLOGNA) - MORA 56 |  |  | 65 | No | 0 | 0 | 0 | 619.2 | 0 | 0 | 45.21 | 0 | [7 empty] | 1.(c) | COOPERATIVA PRODUTTORI BIETICOLI S.C.A. | Zuccherificio di Minerbio | 26807 | VIA Mora | 56 | MINERBIO | 40061 | 0 | 0 | 0 | 0 | n
IT | 2012 | IT441 | 2012IT441 | 2012-441 | 441 | Sorgenia Puglia Spa | Modugno (Bari) - Via dei Gladioli, snc |  |  | 715 | Yes | 0 | 0 | 0 | 3054.3136 | 0 | 0 | 23.6907 | 0 | [7 empty] | 1.(c) | Sorgenia Puglia S.p.a. | Centrale termoelettrica di Modugno | 159035 | Via dei Gladioli | SNC | MODUGNO | 70026 | 0 | 0 | 0 | 457 | n
IT | 2012 | IT442 | 2012IT442 | 2012-442 | 442 | Sorgenia Puglia Spa | Modugno (Bari) - Via dei Gladioli, snc |  |  | 715 | Yes | 0 | 0 | 0 | 4814.8856 | 0 | 0 | 34.8989 | 0 | [7 empty] | 1.(c) | Sorgenia Puglia S.p.a. | Centrale termoelettrica di Modugno | 159035 | Via dei Gladioli | SNC | MODUGNO | 70026 | 0 | 0 | 0 | 457 | n
IT | 2012 | IT341 | 2012IT341 | 2012-341 | 341 | Iren Energia S.p.A. | Moncalieri (Torino) - Freylia, n. 1 |  |  | 150 | No | 0 | 0 | 0 | 105.96 | 0 | 0 | 3 | 0 | [7 empty] | 1.(c) | IREN ENERGIA SPA | Centrale Termoelettrica di Moncalieri | 67 | VIA FREYLIA MEZZI | 1 | MONCALIERI | 10024 | 490 | 0 | 0 | 1440 | n
IT | 2012 | IT342 | 2012IT342 | 2012-342 | 342 | Iren Energia S.p.A. | Moncalieri (Torino) - Freylia, n. 1 |  |  | 366 | No | 0 | 0 | 0 | 0 | 0 | 0 | 0 | 0 | [7 empty] | 1.(c) | IREN ENERGIA SPA | Centrale Termoelettrica di Moncalieri | 67 | VIA FREYLIA MEZZI | 1 | MONCALIERI | 10024 | 490 | 0 | 0 | 1440 | n
IT | 2012 | IT339 | 2012IT339 | 2012-339 | 339 | Iren Energia S.p.A. | Moncalieri (Torino) - Freylia, n. 1 |  |  | 666 | Yes | 0 | 0 | 0 | 13909.68 | 0 | 0 | 278 | 6 | [7 empty] | 1.(c) | IREN ENERGIA SPA | Centrale Termoelettrica di Moncalieri | 67 | VIA FREYLIA MEZZI | 1 | MONCALIERI | 10024 | 490 | 0 | 0 | 1440 | n
IT | 2012 | IT340 | 2012IT340 | 2012-340 | 340 | Iren Energia S.p.A. | Moncalieri (Torino) - Freylia, n. 1 |  |  | 689 | Yes | 0 | 0 | 0 | 11665.62 | 0 | 0 | 208 | 13 | [7 empty] | 1.(c) | IREN ENERGIA SPA | Centrale Termoelettrica di Moncalieri | 67 | VIA FREYLIA MEZZI | 1 | MONCALIERI | 10024 | 490 | 0 | 0 | 1440 | n
IT | 2012 | IT11 | 2012IT11 | 2012-11 | 11 | A2A S.p.A. | Monfalcone (Gorizia) - Timavo, 45 |  |  | 418 | No | 0 | 10756.7595 | 131.9108 | 0 | 0 | 367.46 | 1664.103 | 44.755 | [7 empty] | 1.(c) | A2A S.p.A. | CENTRALE TERMOELETTRICA DI MONFALCONE | 1503 | VIA TIMAVO | 45 | MONFALCONE | 34074 | 3400 | 810 | 0 | 2070 | n
IT | 2012 | IT12 | 2012IT12 | 2012-12 | 12 | A2A S.p.A. | Monfalcone (Gorizia) - Timavo, 45 |  |  | 433 | No | 0 | 11181.2583 | 151.2595 | 0 | 0 | 410.672 | 1721.315 | 21.187 | [7 empty] | 1.(c) | A2A S.p.A. | CENTRALE TERMOELETTRICA DI MONFALCONE | 1503 | VIA TIMAVO | 45 | MONFALCONE | 34074 | 3400 | 810 | 0 | 2070 | n
IT | 2012 | IT13 | 2012IT13 | 2012-13 | 13 | A2A S.p.A. | Monfalcone (Gorizia) - Timavo, 45 |  |  | 785 | No | 0 | 0 | 63.0679 | 0 | 0 | 5.885 | 3.004 | 0.403 | [7 empty] | 1.(c) | A2A S.p.A. | CENTRALE TERMOELETTRICA DI MONFALCONE | 1503 | VIA TIMAVO | 45 | MONFALCONE | 34074 | 3400 | 810 | 0 | 2070 | n
IT | 2012 | IT14 | 2012IT14 | 2012-14 | 14 | A2A S.p.A. | Monfalcone (Gorizia) - Timavo, 45 |  |  | 785 | No | 0 | 0 | 272.6752 | 0 | 0 | 26.228 | 12.291 | 0.959 | [7 empty] | 1.(c) | A2A S.p.A. | CENTRALE TERMOELETTRICA DI MONFALCONE | 1503 | VIA TIMAVO | 45 | MONFALCONE | 34074 | 3400 | 810 | 0 | 2070 | n
IT | 2012 | IT205 | 2012IT205 | 2012-205 | 205 | ENEL PRODUZIONE S.p.A. | MONTALTO DI CASTRO (VITERBO) - LOCALITA' PIAN DEI GANGANI |  |  | 430 | Yes | 0 | 0 | 0 | 20.1301 | 0 | 0 | 0 | 0 | [7 empty] | 1.(c) | ENEL PRODUZIONE SPA | ENEL PRODUZIONE SpA - CENTRALE DI MONTALTO DI CASTRO | 6258 | LOC Pian dei Gangani | SNC | MONTALTO DI CASTRO | 01014 | 0 | 0 | 0 | 172 | n
IT | 2012 | IT206 | 2012IT206 | 2012-206 | 206 | ENEL PRODUZIONE S.p.A. | MONTALTO DI CASTRO (VITERBO) - LOCALITA' PIAN DEI GANGANI |  |  | 430 | Yes | 0 | 0 | 0 | 9.2152 | 0 | 0 | 0 | 0 | [7 empty] | 1.(c) | ENEL PRODUZIONE SPA | ENEL PRODUZIONE SpA - CENTRALE DI MONTALTO DI CASTRO | 6258 | LOC Pian dei Gangani | SNC | MONTALTO DI CASTRO | 01014 | 0 | 0 | 0 | 172 | n
IT | 2012 | IT207 | 2012IT207 | 2012-207 | 207 | ENEL PRODUZIONE S.p.A. | MONTALTO DI CASTRO (VITERBO) - LOCALITA' PIAN DEI GANGANI |  |  | 430 | Yes | 0 | 0 | 0 | 8.6689 | 0 | 0 | 0 | 0 | [7 empty] | 1.(c) | ENEL PRODUZIONE SPA | ENEL PRODUZIONE SpA - CENTRALE DI MONTALTO DI CASTRO | 6258 | LOC Pian dei Gangani | SNC | MONTALTO DI CASTRO | 01014 | 0 | 0 | 0 | 172 | n
IT | 2012 | IT208 | 2012IT208 | 2012-208 | 208 | ENEL PRODUZIONE S.p.A. | MONTALTO DI CASTRO (VITERBO) - LOCALITA' PIAN DEI GANGANI |  |  | 430 | Yes | 0 | 0 | 0 | 6.8483 | 0 | 0 | 0 | 0 | [7 empty] | 1.(c) | ENEL PRODUZIONE SPA | ENEL PRODUZIONE SpA - CENTRALE DI MONTALTO DI CASTRO | 6258 | LOC Pian dei Gangani | SNC | MONTALTO DI CASTRO | 01014 | 0 | 0 | 0 | 172 | n
IT | 2012 | IT209 | 2012IT209 | 2012-209 | 209 | ENEL PRODUZIONE S.p.A. | MONTALTO DI CASTRO (VITERBO) - LOCALITA' PIAN DEI GANGANI |  |  | 430 | Yes | 0 | 0 | 0 | 62.4586 | 0 | 0 | 1 | 0 | [7 empty] | 1.(c) | ENEL PRODUZIONE SPA | ENEL PRODUZIONE SpA - CENTRALE DI MONTALTO DI CASTRO | 6258 | LOC Pian dei Gangani | SNC | MONTALTO DI CASTRO | 01014 | 0 | 0 | 0 | 172 | n
IT | 2012 | IT210 | 2012IT210 | 2012-210 | 210 | ENEL PRODUZIONE S.p.A. | MONTALTO DI CASTRO (VITERBO) - LOCALITA' PIAN DEI GANGANI |  |  | 430 | Yes | 0 | 0 | 0 | 43.1339 | 0 | 0 | 1 | 0 | [7 empty] | 1.(c) | ENEL PRODUZIONE SPA | ENEL PRODUZIONE SpA - CENTRALE DI MONTALTO DI CASTRO | 6258 | LOC Pian dei Gangani | SNC | MONTALTO DI CASTRO | 01014 | 0 | 0 | 0 | 172 | n
IT | 2012 | IT211 | 2012IT211 | 2012-211 | 211 | ENEL PRODUZIONE S.p.A. | MONTALTO DI CASTRO (VITERBO) - LOCALITA' PIAN DEI GANGANI |  |  | 430 | Yes | 0 | 0 | 0 | 9.4872 | 0 | 0 | 0 | 0 | [7 empty] | 1.(c) | ENEL PRODUZIONE SPA | ENEL PRODUZIONE SpA - CENTRALE DI MONTALTO DI CASTRO | 6258 | LOC Pian dei Gangani | SNC | MONTALTO DI CASTRO | 01014 | 0 | 0 | 0 | 172 | n
IT | 2012 | IT212 | 2012IT212 | 2012-212 | 212 | ENEL PRODUZIONE S.p.A. | MONTALTO DI CASTRO (VITERBO) - LOCALITA' PIAN DEI GANGANI |  |  | 430 | Yes | 0 | 0 | 0 | 8.3056 | 0 | 0 | 0 | 0 | [7 empty] | 1.(c) | ENEL PRODUZIONE SPA | ENEL PRODUZIONE SpA - CENTRALE DI MONTALTO DI CASTRO | 6258 | LOC Pian dei Gangani | SNC | MONTALTO DI CASTRO | 01014 | 0 | 0 | 0 | 172 | n
IT | 2012 | IT213 | 2012IT213 | 2012-213 | 213 | ENEL PRODUZIONE S.p.A. | MONTALTO DI CASTRO (VITERBO) - LOCALITA' PIAN DEI GANGANI |  |  | 1610 | No | 0 | 0 | 341.1341 | 454.9293 | 0 | 19 | 16 | 0 | [7 empty] | 1.(c) | ENEL PRODUZIONE SPA | ENEL PRODUZIONE SpA - CENTRALE DI MONTALTO DI CASTRO | 6258 | LOC Pian dei Gangani | SNC | MONTALTO DI CASTRO | 01014 | 0 | 0 | 0 | 172 | n
IT | 2012 | IT214 | 2012IT214 | 2012-214 | 214 | ENEL PRODUZIONE S.p.A. | MONTALTO DI CASTRO (VITERBO) - LOCALITA' PIAN DEI GANGANI |  |  | 1610 | No | 0 | 0 | 0 | 0 | 0 | 0 | 0 | 0 | [7 empty] | 1.(c) | ENEL PRODUZIONE SPA | ENEL PRODUZIONE SpA - CENTRALE DI MONTALTO DI CASTRO | 6258 | LOC Pian dei Gangani | SNC | MONTALTO DI CASTRO | 01014 | 0 | 0 | 0 | 172 | n
IT | 2012 | IT215 | 2012IT215 | 2012-215 | 215 | ENEL PRODUZIONE S.p.A. | MONTALTO DI CASTRO (VITERBO) - LOCALITA' PIAN DEI GANGANI |  |  | 1610 | No | 0 | 0 | 323.9079 | 396.4345 | 0 | 24 | 13 | 0 | [7 empty] | 1.(c) | ENEL PRODUZIONE SPA | ENEL PRODUZIONE SpA - CENTRALE DI MONTALTO DI CASTRO | 6258 | LOC Pian dei Gangani | SNC | MONTALTO DI CASTRO | 01014 | 0 | 0 | 0 | 172 | n
IT | 2012 | IT216 | 2012IT216 | 2012-216 | 216 | ENEL PRODUZIONE S.p.A. | MONTALTO DI CASTRO (VITERBO) - LOCALITA' PIAN DEI GANGANI |  |  | 1610 | No | 0 | 0 | 402.368 | 532.4356 | 0 | 36 | 20 | 1 | [7 empty] | 1.(c) | ENEL PRODUZIONE SPA | ENEL PRODUZIONE SpA - CENTRALE DI MONTALTO DI CASTRO | 6258 | LOC Pian dei Gangani | SNC | MONTALTO DI CASTRO | 01014 | 0 | 0 | 0 | 172 | n
IT | 2012 | IT83 | 2012IT83 | 2012-83 | 83 | E.ON Produzione S.p.A. | MONTANASO LOMBARDO (LODI) - Emilia, 12A |  |  | 700 | Yes | 0 | 0 | 0 | 3843.9397 | 0 | 0 | 84.4 | 0 | [7 empty] | 1.(c) | E.ON Produzione S.P.A. | CENTRALE TERMOELETTRICA DI TAVAZZANO E MONTANASO LOMBARDO | 480 | EMILIA | 12 A | MONTANASO LOMBARDO | 26836 | 222 | 0 | 0 | 630 | n
IT | 2012 | IT84 | 2012IT84 | 2012-84 | 84 | E.ON Produzione S.p.A. | MONTANASO LOMBARDO (LODI) - Emilia, 12A |  |  | 700 | Yes | 0 | 0 | 0 | 4139.5441 | 0 | 0 | 76.6 | 0 | [7 empty] | 1.(c) | E.ON Produzione S.P.A. | CENTRALE TERMOELETTRICA DI TAVAZZANO E MONTANASO LOMBARDO | 480 | EMILIA | 12 A | MONTANASO LOMBARDO | 26836 | 222 | 0 | 0 | 630 | n
IT | 2012 | IT85 | 2012IT85 | 2012-85 | 85 | E.ON Produzione S.p.A. | MONTANASO LOMBARDO (LODI) - Emilia, 12A |  |  | 700 | Yes | 0 | 0 | 0 | 3063.0653 | 0 | 0 | 55.4 | 0 | [7 empty] | 1.(c) | E.ON Produzione S.P.A. | CENTRALE TERMOELETTRICA DI TAVAZZANO E MONTANASO LOMBARDO | 480 | EMILIA | 12 A | MONTANASO LOMBARDO | 26836 | 222 | 0 | 0 | 630 | n
IT | 2012 | IT86 | 2012IT86 | 2012-86 | 86 | E.ON Produzione S.p.A. | MONTANASO LOMBARDO (LODI) - Emilia, 12A |  |  | 800 | No | 0 | 0 | 0 | 0 | 0 | 0 | 0 | 0 | [7 empty] | 1.(c) | E.ON Produzione S.P.A. | CENTRALE TERMOELETTRICA DI TAVAZZANO E MONTANASO LOMBARDO | 480 | EMILIA | 12 A | MONTANASO LOMBARDO | 26836 | 222 | 0 | 0 | 630 | n
IT | 2012 | IT87 | 2012IT87 | 2012-87 | 87 | E.ON Produzione S.p.A. | MONTANASO LOMBARDO (LODI) - Emilia, 12A |  |  | 800 | No | 0 | 0 | 47.9762 | 216.153 | 0 | 0.4 | 5.9 | 0.1 | [7 empty] | 1.(c) | E.ON Produzione S.P.A. | CENTRALE TERMOELETTRICA DI TAVAZZANO E MONTANASO LOMBARDO | 480 | EMILIA | 12 A | MONTANASO LOMBARDO | 26836 | 222 | 0 | 0 | 630 | n
IT | 2012 | IT424 | 2012IT424 | 2012-424 | 424 | Snam Rete Gas S.p.a. | Montesano (Salerno) - Strada provinciale Perito Grande |  |  | 62.021 | Yes | 0 | 0 | 0 | 266.9293 | 0 | 0 | 10.23 | 0 | [7 empty] | 1.(c) | SNAM RETE GAS SPA | Centrale compressione gas di Montesano sulla Marcellana | 27321 | LOC piani di Magorno | SNC | MONTESANO SULLA MARCELLANA | 84033 | 0 | 0 | 0 | 0 | n
IT | 2012 | IT425 | 2012IT425 | 2012-425 | 425 | Snam Rete Gas S.p.a. | Montesano (Salerno) - Strada provinciale Perito Grande |  |  | 62.021 | Yes | 0 | 0 | 0 | 300.8189 | 0 | 0 | 8.26 | 0 | [7 empty] | 1.(c) | SNAM RETE GAS SPA | Centrale compressione gas di Montesano sulla Marcellana | 27321 | LOC piani di Magorno | SNC | MONTESANO SULLA MARCELLANA | 84033 | 0 | 0 | 0 | 0 | n
IT | 2012 | IT426 | 2012IT426 | 2012-426 | 426 | Snam Rete Gas S.p.a. | Montesano (Salerno) - Strada provinciale Perito Grande |  |  | 62.021 | Yes | 0 | 0 | 0 | 259.867 | 0 | 0 | 8.35 | 0 | [7 empty] | 1.(c) | SNAM RETE GAS SPA | Centrale compressione gas di Montesano sulla Marcellana | 27321 | LOC piani di Magorno | SNC | MONTESANO SULLA MARCELLANA | 84033 | 0 | 0 | 0 | 0 | n
IT | 2012 | IT427 | 2012IT427 | 2012-427 | 427 | Snam Rete Gas S.p.a. | Montesano (Salerno) - Strada provinciale Perito Grande |  |  | 64.438 | Yes | 0 | 0 | 0 | 264.0428 | 0 | 0 | 3.72 | 0 | [7 empty] | 1.(c) | SNAM RETE GAS SPA | Centrale compressione gas di Montesano sulla Marcellana | 27321 | LOC piani di Magorno | SNC | MONTESANO SULLA MARCELLANA | 84033 | 0 | 0 | 0 | 0 | n
IT | 2012 | IT467 | 2012IT467 | 2012-467 | 467 | TIRRENO POWER S.P.A. | NAPOLI (NAPOLI) - VIA STRADONE VIGLIENA, 9 |  |  | 688 | Yes | 0 | 0 | 2.2419e-08 | 9322.952 | 0 | 0 | 134 | 0 | [7 empty] | 1.(c) | TIRRENO POWER SPA | CENTRALE TERMOELETTRICA DI NAPOLI | 6862 | STRAD. VIGLIENA | 39 | NAPOLI | 80146 | 134 | 0 | 0 | 530 | n
IT | 2012 | IT354 | 2012IT354 | 2012-354 | 354 | Cofely Italia Spa | Narni (Terni) - dello Stabilimento 1 - 05027 |  |  | 136 | Yes | 0 | 0 | 0 | 3589.6872 | 0 | 0 | 232.02 | 0 | [7 empty] | 1.(c) | Cofely Italia S.p.A. | Cofely Italia S.p.A. - Centrale termoelettrica di Nera Montoro | 5727 | Via dello Stabilimento | 1 | NARNI | 05035 | 233 | 0 | 0 | 197 | n
IT | 2012 | IT355 | 2012IT355 | 2012-355 | 355 | Novel S.p.A. | Novara - Via Gherzi 38/40 |  |  | 190 | Yes | 0 | 0 | 0 | 5193.32 | 0 | 0 | 84.51 | 0 | [7 empty] | 1.(c) | Alpiq | NOVEL SPA | 107 | Via Gherzi | 38/40 | NOVARA | 28100 | 0 | 0 | 0 | 289 | n
IT | 2012 | IT401 | 2012IT401 | 2012-401 | 401 | SICET - Società Italiana Centrali ElettroTermiche S.r.l. | Ospitale di Cadore (Belluno) - Via Alemagna, 9 |  |  | 63.7 | No | 1960.9743 | 0 | 0 | 15.4922 | 0 | 3.89 | 76.3 | 1.28 | [7 empty] | 1.(c) | SICET S.R.L. | SICET | 200502 | VIA ALEMAGNA | 9 | OSPITALE DI CADORE | 32010 | 0 | 0 | 0 | 0 | n
IT | 2012 | IT88 | 2012IT88 | 2012-88 | 88 | E.ON Produzione S.p.A. | OSTIGLIA (MANTOVA) - S.S. n° 12 dell'Abetone-Brennero km 239 |  |  | 700 | Yes | 0 | 0 | 0 | 7039.0029 | 0 | 0 | 144.446 | 0 | [7 empty] | 1.(c) | E.ON Produzione S.p.A | CENTRALE TERMOELETTRICA DI OSTIGLIA | 455 | Strada Statale Abetone Brennero km 239 | 72 | OSTIGLIA | 46035 | 466 | 0 | 0 | 1230 | n
IT | 2012 | IT89 | 2012IT89 | 2012-89 | 89 | E.ON Produzione S.p.A. | OSTIGLIA (MANTOVA) - S.S. n° 12 dell'Abetone-Brennero km 239 |  |  | 700 | Yes | 0 | 0 | 0 | 8235.875 | 0 | 0 | 177.488 | 0 | [7 empty] | 1.(c) | E.ON Produzione S.p.A | CENTRALE TERMOELETTRICA DI OSTIGLIA | 455 | Strada Statale Abetone Brennero km 239 | 72 | OSTIGLIA | 46035 | 466 | 0 | 0 | 1230 | n
IT | 2012 | IT90 | 2012IT90 | 2012-90 | 90 | E.ON Produzione S.p.A. | OSTIGLIA (MANTOVA) - S.S. n° 12 dell'Abetone-Brennero km 239 |  |  | 700 | Yes | 0 | 0 | 0 | 6347.4278 | 0 | 0 | 116.255 | 0 | [7 empty] | 1.(c) | E.ON Produzione S.p.A | CENTRALE TERMOELETTRICA DI OSTIGLIA | 455 | Strada Statale Abetone Brennero km 239 | 72 | OSTIGLIA | 46035 | 466 | 0 | 0 | 1230 | n
IT | 2012 | IT91 | 2012IT91 | 2012-91 | 91 | E.ON Produzione S.p.A. | OSTIGLIA (MANTOVA) - S.S. n° 12 dell'Abetone-Brennero km 239 |  |  | 800 | No | 0 | 0 | 152.8979 | 508.7691 | 0 | 22.112 | 28.236 | 4.498 | [7 empty] | 1.(c) | E.ON Produzione S.p.A | CENTRALE TERMOELETTRICA DI OSTIGLIA | 455 | Strada Statale Abetone Brennero km 239 | 72 | OSTIGLIA | 46035 | 466 | 0 | 0 | 1230 | n
IT | 2012 | IT43 | 2012IT43 | 2012-43 | 43 | BioPower Sardegna S.r.l. | Ottana (Nuoro) - S.P. 17 km 18 Z.I. Ottana |  |  | 75.8 | No | 1076.4818 | 0 | 60.3119 | 0 | 0 | 2.4 | 71.5 | 2.1 | [7 empty] | 1.(c) | BioPower Sardegna s.r.l. | BioPower Sardegna s.r.l. | 120277 | s.p. 17 km 18 Z.I. Ottana | SNC | OTTANA | 08020 | 0 | 0 | 0 | 0 | n
IT | 2012 | IT44 | 2012IT44 | 2012-44 | 44 | BioPower Sardegna S.r.l. | Ottana (Nuoro) - S.P. 17 km 18 Z.I. Ottana |  |  | 75.8 | No | 132.9504 | 0 | 0.29772 | 0 | 0 | 0.7 | 11 | 0.5 | [7 empty] | 1.(c) | BioPower Sardegna s.r.l. | BioPower Sardegna s.r.l. | 120277 | s.p. 17 km 18 Z.I. Ottana | SNC | OTTANA | 08020 | 0 | 0 | 0 | 0 | n
IT | 2012 | IT358 | 2012IT358 | 2012-358 | 358 | Ottana Energia S.p.a. | Ottana (Nuoro) - S.p. 17 km 18 Z.I. Ottana |  |  | 308 | No | 0 | 0 | 1184.1403 | 0 | 2.0695e-06 | 288.4 | 88.8 | 3.8 | [7 empty] | 1.(c) | PC Holding S.r.l. | STABILIMENTO Ottana Energia S.p.a. | 7497 | s.p. 17 km 18 | SNC | OTTANA | 08020 | 168 | 734 | 0 | 207 | n
IT | 2012 | IT359 | 2012IT359 | 2012-359 | 359 | Ottana Energia S.p.a. | Ottana (Nuoro) - S.p. 17 km 18 Z.I. Ottana |  |  | 308 | No | 0 | 0 | 1519.501 | 0 | 2.6555e-06 | 445.6 | 161.2 | 4.5 | [7 empty] | 1.(c) | PC Holding S.r.l. | STABILIMENTO Ottana Energia S.p.a. | 7497 | s.p. 17 km 18 | SNC | OTTANA | 08020 | 168 | 734 | 0 | 207 | n
IT | 2012 | IT320 | 2012IT320 | 2012-320 | 320 | FENICE SPA | Parma - Via Mantova, 166 |  |  | 91 | No | 0 | 0 | 0 | 1649.5063 | 0 | 0 | 10.774 | 0.161 | [7 empty] | 1.(c) | Fenice SpA | Unità Operativa Parma | 77686 | Via Mantova | 166 | PARMA | 43100 | 0 | 0 | 0 | 0 | n
IT | 2012 | IT105 | 2012IT105 | 2012-105 | 105 | EDIPOWER SPA | PIACENZA - NINO BIXIO 27/d |  |  | 705 | Yes | 0 | 0 | 0 | 4804.2 | 0 | 0 | 153.8 | 0 | [7 empty] | 1.(c) | EDIPOWER | Centrale Termoelettrica di Piacenza | 4991 | VIA NINO BIXIO | 27/d | PIACENZA | 29121 | 375 | 0 | 0 | 650 | n
IT | 2012 | IT106 | 2012IT106 | 2012-106 | 106 | EDIPOWER SPA | PIACENZA - NINO BIXIO 27/d |  |  | 705 | Yes | 0 | 0 | 0 | 6963.4 | 0 | 0 | 221.5 | 0 | [7 empty] | 1.(c) | EDIPOWER | Centrale Termoelettrica di Piacenza | 4991 | VIA NINO BIXIO | 27/d | PIACENZA | 29121 | 375 | 0 | 0 | 650 | n
IT | 2012 | IT37 | 2012IT37 | 2012-37 | 37 | BG ITALIA POWER SPA (ex SERENE SPA) | PIEDIMONTE SAN GERMANO (FROSINONE) - Contrada Volla |  |  | 214.4 | Yes | 0 | 0 | 0.074617 | 4662.0838 | 0 | 0 | 518 | 0
IT | 2012 | IT322 | 2012IT322 | 2012-322 | 322 | Fenice SpA | Piedimonte San Germano (Frosinone) - Via Volla |  |  | 51.8 | No | 0 | 0 | 0 | 79.7464 | 0 | 0 | 5.17 | 0 | [7 empty] | 1.(c) | FENICE SP.A | Unità operativa Cassino | 27863 | VIA Volla | SNC | PIEDIMONTE SAN GERMANO | 03030 | 0 | 0 | 0 | 0 | n
IT | 2012 | IT323 | 2012IT323 | 2012-323 | 323 | Fenice SpA | Piedimonte San Germano (Frosinone) - Via Volla |  |  | 77.7 | No | 0 | 0 | 0 | 237.0571 | 0 | 0 | 15.368 | 0 | [7 empty] | 1.(c) | FENICE SP.A | Unità operativa Cassino | 27863 | VIA Volla | SNC | PIEDIMONTE SAN GERMANO | 03030 | 0 | 0 | 0 | 0 | n
IT | 2012 | IT217 | 2012IT217 | 2012-217 | 217 | ENEL PRODUZIONE S.p.A. | PIEGARO (PERUGIA) - SS 220 PIEVAIOLA, Km 24 |  |  | 310 | Yes | 0 | 0 | 20.5057 | 0 | 0 | 0.59 | 7.17 | 0.045 | [7 empty] | 1.(c) | ENEL PRODUZIONE SPA | Impianto Termoelettrico di Pietrafitta | 5710 | LOC Pietrafitta - S. S. 220 Pievaiola - km 24 | SNC | PIEGARO | 06060 | 0 | 0 | 0 | 119 | n
IT | 2012 | IT218 | 2012IT218 | 2012-218 | 218 | ENEL PRODUZIONE S.p.A. | PIEGARO (PERUGIA) - SS 220 PIEVAIOLA, Km 24 |  |  | 310 | Yes | 0 | 0 | 12.8377 | 0 | 0 | 0.281 | 3.467 | 0.022 | [7 empty] | 1.(c) | ENEL PRODUZIONE SPA | Impianto Termoelettrico di Pietrafitta | 5710 | LOC Pietrafitta - S. S. 220 Pievaiola - km 24 | SNC | PIEGARO | 06060 | 0 | 0 | 0 | 119 | n
IT | 2012 | IT219 | 2012IT219 | 2012-219 | 219 | ENEL PRODUZIONE S.p.A. | PIEGARO (PERUGIA) - SS 220 PIEVAIOLA, Km 24 |  |  | 680 | Yes | 0 | 0 | 0 | 2069.7572 | 0 | 0.453 | 38.985 | 0.819 | [7 empty] | 1.(c) | ENEL PRODUZIONE SPA | Impianto Termoelettrico di Pietrafitta | 5710 | LOC Pietrafitta - S. S. 220 Pievaiola - km 24 | SNC | PIEGARO | 06060 | 0 | 0 | 0 | 119 | n
IT | 2012 | IT153 | 2012IT153 | 2012-153 | 153 | Elettra Produzione SRL | Piombino (LI) - Largo Caduti sul Lavoro, 21 |  |  | 162 | Yes | 0 | 0 | 0 | 1411.4841 | 420.1353 | 1.06 | 23.45 | 0.24 | [7 empty] | 1.(c) | ELETTRA PRODUZIONE S.R.L. | ELETTRA PRODUZIONE S.R.L. - SITO DI PIOMBINO- | 27335 | LGO CADUTI SUL LAVORO | 21 | PIOMBINO | 57025 | 0 | 0 | 0 | 160 | n
IT | 2012 | IT123 | 2012IT123 | 2012-123 | 123 | EDISON SPA | PIOMBINO (LIVORNO) - LARGO CADUTI SUL LAVORO, 21 |  |  | 221 | No | 0 | 0 | 2.7491 | 1675.4421 | 748.8892 | 87.77 | 133.61 | 2.79 | [7 empty] | 1.(c) | EDISON SPA | CENTRALI TERMOELETTRICHE DI PIOMBINO | 5156 | Largo Caduti sul Lavoro | 21 | PIOMBINO | 57025 | 464 | 343 | 0 | 1320 | n
IT | 2012 | IT122 | 2012IT122 | 2012-122 | 122 | EDISON SPA | PIOMBINO (LIVORNO) - LARGO CADUTI SUL LAVORO, 21 |  |  | 383 | Yes | 0 | 0 | 0 | 5162.8657 | 4032.8678 | 254.92 | 330.25 | 14.37 | [7 empty] | 1.(c) | EDISON SPA | CENTRALI TERMOELETTRICHE DI PIOMBINO | 5156 | Largo Caduti sul Lavoro | 21 | PIOMBINO | 57025 | 464 | 343 | 0 | 1320 | n
IT | 2012 | IT220 | 2012IT220 | 2012-220 | 220 | ENEL PRODUZIONE S.p.A. | PIOMBINO (LIVORNO) - LOCALITA' TORRE DEL SALE |  |  | 1600 | No | 0 | 0 | 582.288 | 0 | 0 | 54.55 | 25.56 | 3.32 | [7 empty] | 1.(c) | Enel Produzione S.p.A. | Enel Produzione S.p.A. - Centrale di Piombino | 5149 | Località Torre del Sale | SNC | PIOMBINO | 57025 | 0 | 0 | 0 | 106 | n
IT | 2012 | IT221 | 2012IT221 | 2012-221 | 221 | ENEL PRODUZIONE S.p.A. | PIOMBINO (LIVORNO) - LOCALITA' TORRE DEL SALE |  |  | 1600 | No | 0 | 0 | 812.4895 | 0 | 0 | 78.12 | 38.15 | 0.75 | [7 empty] | 1.(c) | Enel Produzione S.p.A. | Enel Produzione S.p.A. - Centrale di Piombino | 5149 | Località Torre del Sale | SNC | PIOMBINO | 57025 | 0 | 0 | 0 | 106 | n
IT | 2012 | IT428 | 2012IT428 | 2012-428 | 428 | Snam Rete Gas S.p.a. | Poggio Renatico (Ferrara) - Località Uccellino - Strada provinciale nr. 8 |  |  | 64.438 | Yes | 0 | 0 | 0 | 354.8998 | 0 | 0 | 11.5 | 0 | [7 empty] | 1.(c) | Snam Rete Gas s.p.a. | Centrale compressione gas di Poggio Renatico | 117418 | Strada Provinciale nr. 8 km 11,5 località Uccellino | SNC | POGGIO RENATICO | 44028 | 0 | 0 | 0 | 0 | n
IT | 2012 | IT59 | 2012IT59 | 2012-59 | 59 | CO.PRO.B. SCA | PONTELONGO (PADOVA) - Via Zuccherificio, 96 |  |  | 50 | No | 0 | 0 | 0 | 314.705 | 0 | 0 | 13.7 | 0 | [7 empty] | 1.(c) | Co.Pro.B. SCA | Zuccherificio di Pontelongo | 654 | VIA ZUCCHERIFICIO | 442 | PONTELONGO | 35029 | 0 | 0 | 0 | 0 | n
IT | 2012 | IT60 | 2012IT60 | 2012-60 | 60 | CO.PRO.B. SCA | PONTELONGO (PADOVA) - Via Zuccherificio, 96 |  |  | 67 | No | 0 | 0 | 0 | 0 | 0 | 0 | 0 | 0 | [7 empty] | 1.(c) | Co.Pro.B. SCA | Zuccherificio di Pontelongo | 654 | VIA ZUCCHERIFICIO | 442 | PONTELONGO | 35029 | 0 | 0 | 0 | 0 | n
IT | 2012 | IT61 | 2012IT61 | 2012-61 | 61 | CO.PRO.B. SCA | PONTELONGO (PADOVA) - Via Zuccherificio, 96 |  |  | 116 | No | 0 | 0 | 0 | 598.476 | 0 | 0 | 25.3 | 0 | [7 empty] | 1.(c) | Co.Pro.B. SCA | Zuccherificio di Pontelongo | 654 | VIA ZUCCHERIFICIO | 442 | PONTELONGO | 35029 | 0 | 0 | 0 | 0 | n
IT | 2012 | IT10 | 2012IT10 | 2012-10 | 10 | A2A SpA - Centrale Termoelettrica del Mincio | Ponti sul Mincio (Mantova) - Via San Nicolò 26 |  |  | 700 | Yes | 0 | 0 | 0 | 4287.9177 | 0 | 0 | 79.1 | 0 | [7 empty] | 1.(c) | A2A SPA | CENTRALE TERMOELETTRICA DEL MINCIO | 437 | Via San Nicolò | 26 | PONTI SUL MINCIO | 46040 | 0 | 0 | 0 | 236 | n
IT | 2012 | IT129 | 2012IT129 | 2012-129 | 129 | Edison Spa | Porcari (Lucca) - dei Bocci - 55016 |  |  | 119 | Yes | 0 | 0 | 0 | 2975.1243 | 0 | 0 | 117 | 0 | [7 empty] | 1.(c) | EDISON | CENTRALE TERMOELETTRICA DI PORCARI (LU) | 5138 | VIA dei Bocci | SNC | PORCARI | 55016 | 232 | 0 | 0 | 350 | n
IT | 2012 | IT130 | 2012IT130 | 2012-130 | 130 | Edison Spa | Porcari (Lucca) - dei Bocci - 55016 |  |  | 119 | Yes | 0 | 0 | 0 | 3217.454 | 0 | 0 | 114.7 | 0 | [7 empty] | 1.(c) | EDISON | CENTRALE TERMOELETTRICA DI PORCARI (LU) | 5138 | VIA dei Bocci | SNC | PORCARI | 55016 | 232 | 0 | 0 | 350 | n
IT | 2012 | IT222 | 2012IT222 | 2012-222 | 222 | ENEL PRODUZIONE S.p.A. | PORTO EMPEDOCLE (AGRIGENTO) - VIA GIOENI |  |  | 200 | No | 0 | 0 | 2220.9783 | 0 | 0 | 230 | 213.98 | 17.57 | [7 empty] | 1.(c) | Enel Produzione S.p.A. | Centrale Termoelettrica di Porto Empedocle | 7351 | Via Gioeni | 65 | PORTO EMPEDOCLE | 92014 | 417 | 435 | 0 | 3280 | n
IT | 2012 | IT223 | 2012IT223 | 2012-223 | 223 | ENEL PRODUZIONE S.p.A. | PORTO EMPEDOCLE (AGRIGENTO) - VIA GIOENI |  |  | 200 | No | 0 | 0 | 2118.3576 | 0 | 0 | 201.68 | 197.82 | 14.77 | [7 empty] | 1.(c) | Enel Produzione S.p.A. | Centrale Termoelettrica di Porto Empedocle | 7351 | Via Gioeni | 65 | PORTO EMPEDOCLE | 92014 | 417 | 435 | 0 | 3280 | n
IT | 2012 | IT224 | 2012IT224 | 2012-224 | 224 | ENEL PRODUZIONE S.p.A. | PORTO TOLLE (ROVIGO) - VIA C. MENOTTI 32 |  |  | 1610 | No | 0 | 0 | 0 | 0 | 0 | 0 | 0 | 0 | [7 empty] | 1.(c) | ENEL PRODUZIONE SPA | CENTRALE TERMOELETTRICA DI PORTO TOLLE | 656 | VIA CIRO MENOTTI | 32 | PORTO TOLLE | 45018 | 0 | 0 | 0 | 0 | n
IT | 2012 | IT225 | 2012IT225 | 2012-225 | 225 | ENEL PRODUZIONE S.p.A. | PORTO TOLLE (ROVIGO) - VIA C. MENOTTI 32 |  |  | 1610 | No | 0 | 0 | 0 | 0 | 0 | 0 | 0 | 0 | [7 empty] | 1.(c) | ENEL PRODUZIONE SPA | CENTRALE TERMOELETTRICA DI PORTO TOLLE | 656 | VIA CIRO MENOTTI | 32 | PORTO TOLLE | 45018 | 0 | 0 | 0 | 0 | n
IT | 2012 | IT226 | 2012IT226 | 2012-226 | 226 | ENEL PRODUZIONE S.p.A. | PORTO TOLLE (ROVIGO) - VIA C. MENOTTI 32 |  |  | 1610 | No | 0 | 0 | 0 | 0 | 0 | 0 | 0 | 0 | [7 empty] | 1.(c) | ENEL PRODUZIONE SPA | CENTRALE TERMOELETTRICA DI PORTO TOLLE | 656 | VIA CIRO MENOTTI | 32 | PORTO TOLLE | 45018 | 0 | 0 | 0 | 0 | n
IT | 2012 | IT227 | 2012IT227 | 2012-227 | 227 | ENEL PRODUZIONE S.p.A. | PORTO TOLLE (ROVIGO) - VIA C. MENOTTI 32 |  |  | 1610 | No | 0 | 0 | 0 | 0 | 0 | 0 | 0 | 0 | [7 empty] | 1.(c) | ENEL PRODUZIONE SPA | CENTRALE TERMOELETTRICA DI PORTO TOLLE | 656 | VIA CIRO MENOTTI | 32 | PORTO TOLLE | 45018 | 0 | 0 | 0 | 0 | n
IT | 2012 | IT365 | 2012IT365 | 2012-365 | 365 | versalis spa | PORTO TORRES (SASSARI) - Marco Polo,12 - Z.I.La Marinella |  |  | 420 | No | 0 | 0 | 1006.8582 | 0 | 11.8057 | 304 | 71 | 11.3 | [7 empty] | 4.(a) | VERSALIS SPA | STABILIMENTO VERSALIS DI PORTO TORRES | 119234 | VIA MARCO POLO | 12 | PORTO TORRES | 07046 | 137 | 551 | 0 | 180 | n
IT | 2012 | IT366 | 2012IT366 | 2012-366 | 366 | versalis spa | PORTO TORRES (SASSARI) - Marco Polo,12 - Z.I.La Marinella |  |  | 420 | No | 0 | 0 | 1049.6019 | 0 | 50.5542 | 247 | 67 | 5.6 | [7 empty] | 4.(a) | VERSALIS SPA | STABILIMENTO VERSALIS DI PORTO TORRES | 119234 | VIA MARCO POLO | 12 | PORTO TORRES | 07046 | 137 | 551 | 0 | 180 | n
IT | 2012 | IT228 | 2012IT228 | 2012-228 | 228 | ENEL PRODUZIONE S.p.A. | PORTOFERRAIO (LIVORNO) - LOCALITA' ANTICHE SALINE |  |  | 70 | Yes | 0 | 0 | 167.6704 | 0 | 0 | 0.984 | 29.373 | 1.021 | [7 empty] | 1.(c) | Enel Produzione S.p.A. | Enel Produzione S.p.A. Centrale di Portoferraio | 117522 | Loc. Antiche Saline, Via della Ferriera | 40 | PORTOFERRAIO | 57037 | 0 | 0 | 0 | 0 | n
IT | 2012 | IT231 | 2012IT231 | 2012-231 | 231 | ENEL PRODUZIONE S.p.A. | PORTOSCUSO (CAGLIARI) - LOCALITA' PORTOVESME |  |  | 430 | No | 0 | 0 | 0 | 0 | 0 | 0 | 0 | 0 | [7 empty] | 1.(c) | ENEL PRODUZIONE SPA | Enel Produzione SpA – Centrale Sulcis (Grazia Deledda) | 7514 | Località Portovesme | SNC | PORTOSCUSO | 09010 | 2030 | 3420 | 0 | 1980 | n
IT | 2012 | IT232 | 2012IT232 | 2012-232 | 232 | ENEL PRODUZIONE S.p.A. | PORTOSCUSO (CAGLIARI) - LOCALITA' PORTOVESME |  |  | 430 | No | 0 | 0 | 530 | 0 | 0 | 53.9 | 52.4 | 1.5 | [7 empty] | 1.(c) | ENEL PRODUZIONE SPA | Enel Produzione SpA – Centrale Sulcis (Grazia Deledda) | 7514 | Località Portovesme | SNC | PORTOSCUSO | 09010 | 2030 | 3420 | 0 | 1980 | n
IT | 2012 | IT229 | 2012IT229 | 2012-229 | 229 | ENEL PRODUZIONE S.p.A. | PORTOSCUSO (CAGLIARI) - LOCALITA' PORTOVESME |  |  | 660 | No | 0 | 7573.1117 | 813.4129 | 0 | 0 | 761.84 | 474.58 | 79.3 | [7 empty] | 1.(c) | ENEL PRODUZIONE SPA | Enel Produzione SpA – Centrale Sulcis (Grazia Deledda) | 7514 | Località Portovesme | SNC | PORTOSCUSO | 09010 | 2030 | 3420 | 0 | 1980 | n
IT | 2012 | IT230 | 2012IT230 | 2012-230 | 230 | ENEL PRODUZIONE S.p.A. | PORTOSCUSO (CAGLIARI) - LOCALITA' PORTOVESME |  |  | 800 | No | 3181.6287 | 12879.1918 | 61.3539 | 0 | 0 | 2660.57 | 1555.94 | 10.67 | [7 empty] | 1.(c) | ENEL PRODUZIONE SPA | Enel Produzione SpA – Centrale Sulcis (Grazia Deledda) | 7514 | Località Portovesme | SNC | PORTOSCUSO | 09010 | 2030 | 3420 | 0 | 1980 | n
IT | 2012 | IT131 | 2012IT131 | 2012-131 | 131 | Edison SpA | Portoviro (Rovigo) - Località Cà Contarini, 4/A |  |  | 296 | Yes | 0 | 0 | 0 | 1031.5727 | 0 | 0 | 63.53 | 0 | [7 empty] | 4.(c) | VALAGRO SPA | VALAGRO SPA | 117405 | cagliari | 1 | ATESSA | 66041 | 0 | 0 | 0 | 0 | l
IT | 2012 | IT288 | 2012IT288 | 2012-288 | 288 | ERG Power s.r.l. | Priolo Gargallo (Siracusa) - S.P. Ex SS 114 - Litoranea Priolese Km 9,5 |  |  | 139 | No | 0 | 0 | 0.76518 | 0 | 41.9613 | 0.038601 | 0.60446 | 0.017269 | [7 empty] | 1.(c) | ERG Power Srl | ERG Power Impianti Nord | 159137 | Strada Provinciale ex SS 114 – Litoranea Priolese | km 9,5 | PRIOLO GARGALLO | 96010 | 497 | 288 | 0 | 1520 | n
IT | 2012 | IT294 | 2012IT294 | 2012-294 | 294 | ERG Power s.r.l. | Priolo Gargallo (Siracusa) - S.P. Ex SS 114 - Litoranea Priolese Km 9,5 |  |  | 217.1 | Yes | 0 | 0 | 0 | 5543.7327 | 0 | 8.3282 | 86.0284 | 1.6911 | [7 empty] | 1.(c) | ERG Power Srl | ERG Power Impianti Nord | 159137 | Strada Provinciale ex SS 114 – Litoranea Priolese | km 9,5 | PRIOLO GARGALLO | 96010 | 497 | 288 | 0 | 1520 | n
IT | 2012 | IT295 | 2012IT295 | 2012-295 | 295 | ERG Power s.r.l. | Priolo Gargallo (Siracusa) - S.P. Ex SS 114 - Litoranea Priolese Km 9,5 |  |  | 217.1 | Yes | 0 | 0 | 0 | 5395.4262 | 0 | 11.0314 | 80.0326 | 2.2423 | [7 empty] | 1.(c) | ERG Power Srl | ERG Power Impianti Nord | 159137 | Strada Provinciale ex SS 114 – Litoranea Priolese | km 9,5 | PRIOLO GARGALLO | 96010 | 497 | 288 | 0 | 1520 | n
IT | 2012 | IT296 | 2012IT296 | 2012-296 | 296 | ERG Power s.r.l. | Priolo Gargallo (Siracusa) - S.P. Ex SS 114 - Litoranea Priolese Km 9,5 |  |  | 217.1 | Yes | 0 | 0 | 0 | 5490.8918 | 0 | 10.1234 | 146.2505 | 2.0398 | [7 empty] | 1.(c) | ERG Power Srl | ERG Power Impianti Nord | 159137 | Strada Provinciale ex SS 114 – Litoranea Priolese | km 9,5 | PRIOLO GARGALLO | 96010 | 497 | 288 | 0 | 1520 | n
IT | 2012 | IT297 | 2012IT297 | 2012-297 | 297 | ERG Power s.r.l. | Priolo Gargallo (Siracusa) - S.P. Ex SS 114 - Litoranea Priolese Km 9,5 |  |  | 217.1 | Yes | 0 | 0 | 0 | 5184.3125 | 0 | 8.9712 | 59.7839 | 1.7945 | [7 empty] | 1.(c) | ERG Power Srl | ERG Power Impianti Nord | 159137 | Strada Provinciale ex SS 114 – Litoranea Priolese | km 9,5 | PRIOLO GARGALLO | 96010 | 497 | 288 | 0 | 1520 | n
IT | 2012 | IT289 | 2012IT289 | 2012-289 | 289 | ERG Power s.r.l. | Priolo Gargallo (Siracusa) - S.P. Ex SS 114 - Litoranea Priolese Km 9,5 |  |  | 325 | No | 0 | 0 | 1781.1909 | 569.1229 | 2258.711 | 249.7191 | 124.668 | 3.7626 | [7 empty] | 1.(c) | ERG Power Srl | ERG Power Impianti Nord | 159137 | Strada Provinciale ex SS 114 – Litoranea Priolese | km 9,5 | PRIOLO GARGALLO | 96010 | 497 | 288 | 0 | 1520 | n
IT | 2012 | IT233 | 2012IT233 | 2012-233 | 233 | ENEL PRODUZIONE S.p.A. | PRIOLO GARGALLO (SIRACUSA) - LOCALITA' PANTANO POZZILLO |  |  | 705 | Yes | 0 | 0 | 0.026979 | 10741.3021 | 0 | 2.489 | 145.21 | 1.434 | [7 empty] | 1.(c) | ENEL PRODUZIONE SPA | ENEL PRODUZIONE S.p.A.-CENTRALE “ARCHIMEDE” DI PRIOLO GARGALLO | 7367 | LOC Pantano Pozzillo | SNC | PRIOLO GARGALLO | 96010 | 368 | 0 | 0 | 1380 | n
IT | 2012 | IT234 | 2012IT234 | 2012-234 | 234 | ENEL PRODUZIONE S.p.A. | PRIOLO GARGALLO (SIRACUSA) - LOCALITA' PANTANO POZZILLO |  |  | 705 | Yes | 0 | 0 | 0.035333 | 13538.08 | 0 | 9.869 | 229.79 | 9.775 | [7 empty] | 1.(c) | ENEL PRODUZIONE SPA | ENEL PRODUZIONE S.p.A.-CENTRALE “ARCHIMEDE” DI PRIOLO GARGALLO | 7367 | LOC Pantano Pozzillo | SNC | PRIOLO GARGALLO | 96010 | 368 | 0 | 0 | 1380 | n
IT | 2012 | IT350 | 2012IT350 | 2012-350 | 350 | ISAB S.r.l. - Raffineria ISAB Impianti Sud | Priolo Gargallo (Siracusa) - SP ex SS 114 km 146 |  | Refineries | 1313.74 | No | 0 | 0 | 5380 | 10100 | 12400 | 6037.33 | 1370.09 | 161.91 | [7 empty] | 1.(a) | ISAB S.r.l. | Raffineria ISAB Impianti SUD | 7363 | ex S.S. 114 | km 146 | PRIOLO GARGALLO | 96010 | 1370 | 6040 | 73 | 1820 | n
IT | 2012 | IT348 | 2012IT348 | 2012-348 | 348 | ISAB Energy Srl | Priolo Gargallo (Siracusa) - SP ex SS 114, km 144 |  |  | 1325 | Yes | 0 | 0 | 951.0164 | 2136.6282 | 27004.0392 | 433.1666 | 816.2681 | 62.5237 | [7 empty] | 1.(c) | ISAB ENERGY S.R.L. | ISAB ENERGY Impianto IGCC | 7362 | Strada Provinciale ex SS 114 km 144 | SNC | PRIOLO GARGALLO | 96010 | 816 | 433 | 0 | 2860 | n
IT | 2012 | IT367 | 2012IT367 | 2012-367 | 367 | versalis spa | Priolo Gargallo (Siracusa) - Strada Provinciale ex S.S. 114 |  |  | 74.42 | No | 0 | 0 | 0 | 0 | 923.2846 | 0.99 | 7.6 | 0.13 | [7 empty] | 4.(a) | VERSALIS S.P.A. | Stabilimento di Priolo | 7372 | STRADA PROVINCIALE ex S.S. 114 | SNC | PRIOLO GARGALLO | 96010 | 626 | 0 | 0 | 876 | n
IT | 2012 | IT368 | 2012IT368 | 2012-368 | 368 | versalis spa | Priolo Gargallo (Siracusa) - Strada Provinciale ex S.S. 114 |  |  | 172 | No | 0 | 0 | 72.8419 | 0 | 2822.6587 | 4.42 | 105.46 | 0.576 | [7 empty] | 4.(a) | VERSALIS S.P.A. | Stabilimento di Priolo | 7372 | STRADA PROVINCIALE ex S.S. 114 | SNC | PRIOLO GARGALLO | 96010 | 626 | 0 | 0 | 876 | n
IT | 2012 | IT349 | 2012IT349 | 2012-349 | 349 | ISAB S.r.l. - Raffineria Isab Impianti Nord | Priolo Gargallo (SR) (Siracusa) - ex SS.114 Litoranea Priolese Km 9,5 |  | Refineries | 405.16 | No | 0 | 0 | 1339.1568 | 539.1259 | 4079.5221 | 358 | 383 | 12 | [7 empty] | 1.(a) | ISAB S.r.l. | Raffineria ISAB Impianti Nord | 7364 | Strada Provinciale ex SS114 Litoranea Priolese | Km 9,5 | PRIOLO GARGALLO | 96010 | 427 | 510 | 0 | 737 | n
IT | 2012 | IT468 | 2012IT468 | 2012-468 | 468 | TIRRENO POWER S.P.A. | Quiliano (SAVONA) - Diaz, 128 |  |  | 727.52 | Yes | 0 | 0 | 0 | 6035.4277 | 0 | 0 | 79.8 | 0 | [7 empty] | 1.(c) | Tirreno Power SpA | Centrale Vado Ligure | 4859 | Via A. Diaz | 128 | QUILIANO | 17047 | 3200 | 5590 | 0 | 4520 | n
IT | 2012 | IT469 | 2012IT469 | 2012-469 | 469 | TIRRENO POWER S.P.A. | Quiliano (SAVONA) - Diaz, 128 |  |  | 741.48 | Yes | 0 | 0 | 0 | 6305.6947 | 0 | 0 | 110.1 | 0 | [7 empty] | 1.(c) | Tirreno Power SpA | Centrale Vado Ligure | 4859 | Via A. Diaz | 128 | QUILIANO | 17047 | 3200 | 5590 | 0 | 4520 | n
IT | 2012 | IT470 | 2012IT470 | 2012-470 | 470 | TIRRENO POWER S.P.A. | Quiliano (SAVONA) - Diaz, 128 |  |  | 825 | No | 0 | 21018.8917 | 337.7316 | 0 | 0 | 2763.7 | 1533.5 | 25.2 | [7 empty] | 1.(c) | Tirreno Power SpA | Centrale Vado Ligure | 4859 | Via A. Diaz | 128 | QUILIANO | 17047 | 3200 | 5590 | 0 | 4520 | n
IT | 2012 | IT471 | 2012IT471 | 2012-471 | 471 | TIRRENO POWER S.P.A. | Quiliano (SAVONA) - Diaz, 128 |  |  | 825 | No | 0 | 20557.464 | 282.4216 | 0 | 0 | 2822.1 | 1477.8 | 37.2 | [7 empty] | 1.(c) | Tirreno Power SpA | Centrale Vado Ligure | 4859 | Via A. Diaz | 128 | QUILIANO | 17047 | 3200 | 5590 | 0 | 4520 | n
IT | 2012 | IT269 | 2012IT269 | 2012-269 | 269 | Enipower | Ravenna - Via Baiona n° 107 |  |  | 323 | No | 0 | 0 | 0 | 0 | 0 | 0 | 0 | 0 | [7 empty] | 1.(c) | ENIPOWER S.P.A. | Enipower Stabilimento di Ravenna | 5038 | VIA Baiona | 107 | RAVENNA | 48123 | 595 | 0 | 0 | 1920 | n
IT | 2012 | IT270 | 2012IT270 | 2012-270 | 270 | Enipower | Ravenna - Via Baiona n° 107 |  |  | 395 | Yes | 0 | 0 | 0 | 5441.116 | 0 | 0 | 180 | 0 | [7 empty] | 1.(c) | ENIPOWER S.P.A. | Enipower Stabilimento di Ravenna | 5038 | VIA Baiona | 107 | RAVENNA | 48123 | 595 | 0 | 0 | 1920 | n
IT | 2012 | IT271 | 2012IT271 | 2012-271 | 271 | Enipower | Ravenna - Via Baiona n° 107 |  |  | 683 | Yes | 0 | 0 | 0 | 14214.6082 | 0 | 0 | 193 | 0 | [7 empty] | 1.(c) | ENIPOWER S.P.A. | Enipower Stabilimento di Ravenna | 5038 | VIA Baiona | 107 | RAVENNA | 48123 | 595 | 0 | 0 | 1920 | n
IT | 2012 | IT272 | 2012IT272 | 2012-272 | 272 | Enipower | Ravenna - Via Baiona n° 107 |  |  | 683 | Yes | 0 | 0 | 0 | 15435.8424 | 0 | 0 | 223 | 0 | [7 empty] | 1.(c) | ENIPOWER S.P.A. | Enipower Stabilimento di Ravenna | 5038 | VIA Baiona | 107 | RAVENNA | 48123 | 595 | 0 | 0 | 1920 | n
IT | 2012 | IT235 | 2012IT235 | 2012-235 | 235 | ENEL PRODUZIONE S.p.A. | RAVENNA - VIA BAIONA 253 |  |  | 645 | Yes | 0 | 0 | 0 | 4885.814 | 0 | 0 | 67.75 | 0 | [7 empty] | 1.(c) | ENEL PRODUZIONE SPA | CENTRALE A CICLO COMBINATO DI PORTO CORSINI | 5039 | VIA BAIONA | 253 | RAVENNA | 48123 | 140 | 0 | 0 | 574 | n
IT | 2012 | IT236 | 2012IT236 | 2012-236 | 236 | ENEL PRODUZIONE S.p.A. | RAVENNA - VIA BAIONA 253 |  |  | 645 | Yes | 0 | 0 | 0 | 5541.099 | 0 | 0 | 53.61 | 0 | [7 empty] | 1.(c) | ENEL PRODUZIONE SPA | CENTRALE A CICLO COMBINATO DI PORTO CORSINI | 5039 | VIA BAIONA | 253 | RAVENNA | 48123 | 140 | 0 | 0 | 574 | n
IT | 2012 | IT263 | 2012IT263 | 2012-263 | 263 | IREN ENERGIA S.p.A. | Reggio Emilia - Via Hiroshima, n°5 |  |  | 70.1 | No | 0 | 0 | 0 | 647.28 | 0 | 0 | 6 | 0 | [7 empty] | 1.(c) | IREN ENERGIA S.p.A. | POLO ENERGETICO - REGGIO EMILIA | 5006 | VIA HIROSHIMA | 5 | REGGIO NELL'EMILIA | 42100 | 0 | 0 | 0 | 137 | n
IT | 2012 | IT264 | 2012IT264 | 2012-264 | 264 | IREN ENERGIA S.p.A. | Reggio Emilia - Via Hiroshima, n°5 |  |  | 76 | No | 0 | 0 | 0 | 498.67 | 0 | 0 | 8 | 0 | [7 empty] | 1.(c) | IREN ENERGIA S.p.A. | POLO ENERGETICO - REGGIO EMILIA | 5006 | VIA HIROSHIMA | 5 | REGGIO NELL'EMILIA | 42100 | 0 | 0 | 0 | 137 | n
IT | 2012 | IT265 | 2012IT265 | 2012-265 | 265 | IREN ENERGIA S.p.A. | Reggio Emilia - Via Hiroshima, n°5 |  |  | 129.75 | Yes | 0 | 0 | 0 | 1316.8 | 0 | 0 | 8 | 0 | [7 empty] | 1.(c) | IREN ENERGIA S.p.A. | POLO ENERGETICO - REGGIO EMILIA | 5006 | VIA HIROSHIMA | 5 | REGGIO NELL'EMILIA | 42100 | 0 | 0 | 0 | 137 | n
IT | 2012 | IT447 | 2012IT447 | 2012-447 | 447 | Stogit. S.p.A. | Ripalta Cremasca (Cremona) - Strada Statale 591 Km 44,9 |  |  | 62.01 | Yes | 0 | 0 | 0 | 0 | 0 | 0 | 0 | 0 | [7 empty] | 1.(c) | STOGIT S.P.A. | Concessione Ripalta Stoccaggio - Impianto di compressione gas naturale | 423 | STS 591 - Km 44,9 | 1 | RIPALTA CREMASCA | 26010 | 0 | 0 | 0 | 0 | n
IT | 2012 | IT448 | 2012IT448 | 2012-448 | 448 | Stogit. S.p.A. | Ripalta Cremasca (Cremona) - Strada Statale 591 Km 44,9 |  |  | 62.01 | Yes | 0 | 0 | 0 | 167.8744 | 0 | 0.045 | 5.373 | 0.225 | [7 empty] | 1.(c) | STOGIT S.P.A. | Concessione Ripalta Stoccaggio - Impianto di compressione gas naturale | 423 | STS 591 - Km 44,9 | 1 | RIPALTA CREMASCA | 26010 | 0 | 0 | 0 | 0 | n
IT | 2012 | IT32 | 2012IT32 | 2012-32 | 32 | ALTO GARDA POWER | RIVA DEL GARDA (Trento) - VIALE ROVERETO 15 |  |  | 165 | Yes | 0 | 0 | 0 | 3587.6902 | 0 | 4.21 | 154.042 | 3.18 | [7 empty] | 6.(b) | CARTIERE DEL GARDA SPA | CARTIERE DEL GARDA SPA | 516 | Viale Rovereto | 15 | RIVA DEL GARDA | 38066 | 0 | 0 | 0 | 0 | n
IT | 2012 | IT38 | 2012IT38 | 2012-38 | 38 | BG ITALIA POWER SPA (ex SERENE SPA) | RIVALTA (TORINO) - Strada Antica Pinerolo, 60 |  |  | 107.256 | Yes | 0 | 0 | 0.083878 | 2274.664 | 0 | 0 | 224 | 0 | [7 empty] | 8.(b) | FERRERO S.P.A. con unico azionista | FERRERO S.P.A.– STABILIMENTO DI ALBA | 108 | PIAZZALE PIETRO FERRERO | 1 | ALBA | 12051 | 0 | 0 | 0 | 0 | l
IT | 2012 | IT373 | 2012IT373 | 2012-373 | 373 | Rizziconi Energia S.p.A. | Rizziconi (Reggio Calabria) - Contrada Olmolongo s.n.c. |  |  | 700 | Yes | 0 | 0 | 0 | 7122 | 0 | 0 | 140.3 | 0 | [7 empty] | 1.(c) | Rizziconi Energia S.p.A. | Rizziconi Energia | 77753 | Contrada Omolongo | SNC | RIZZICONI | 89016 | 280 | 0 | 0 | 766 | n
IT | 2012 | IT374 | 2012IT374 | 2012-374 | 374 | Rizziconi Energia S.p.A. | Rizziconi (Reggio Calabria) - Contrada Olmolongo s.n.c. |  |  | 700 | Yes | 0 | 0 | 0 | 6439 | 0 | 0 | 140 | 0 | [7 empty] | 1.(c) | Rizziconi Energia S.p.A. | Rizziconi Energia | 77753 | Contrada Omolongo | SNC | RIZZICONI | 89016 | 280 | 0 | 0 | 766 | n
IT | 2012 | IT21 | 2012IT21 | 2012-21 | 21 | ACEA Produzione S.p.a. (Centrale Tor di Valle) | Roma - Via dell'Equitazione, 32 - 00144 |  |  | 92 | Yes | 0 | 0 | 0 | 125.5239 | 0 | 0 | 28.13 | 0 | [7 empty] | 1.(c) | ACEA PRODUZIONE Spa | Tor di Valle | 6263 | Via dell'Equitazione | 32 | ROMA | 00144 | 0 | 0 | 0 | 0 | n
IT | 2012 | IT22 | 2012IT22 | 2012-22 | 22 | ACEA Produzione S.p.a. (Centrale Tor di Valle) | Roma - Via dell'Equitazione, 32 - 00144 |  |  | 120 | Yes | 0 | 0 | 0 | 7.6413 | 0 | 0 | 0.17 | 0 | [7 empty] | 1.(c) | ACEA PRODUZIONE Spa | Tor di Valle | 6263 | Via dell'Equitazione | 32 | ROMA | 00144 | 0 | 0 | 0 | 0 | n
IT | 2012 | IT23 | 2012IT23 | 2012-23 | 23 | ACEA Produzione S.p.a. (Centrale Tor di Valle) | Roma - Via dell'Equitazione, 32 - 00144 |  |  | 120 | Yes | 0 | 0 | 0 | 7.9036 | 0 | 0 | 0.19 | 0 | [7 empty] | 1.(c) | ACEA PRODUZIONE Spa | Tor di Valle | 6263 | Via dell'Equitazione | 32 | ROMA | 00144 | 0 | 0 | 0 | 0 | n
IT | 2012 | IT372 | 2012IT372 | 2012-372 | 372 | Raffineria di Roma | Roma - Via di Malagrotta 226 |  | Refineries | 292.2 | No | 0 | 0 | 42.38 | 239.72 | 4336.7 | 593 | 315 | 3 | [7 empty] | 1.(a) | RAFFINERIA DI ROMA S.P.A. | Raffineria di Roma | 6267 | VIA di Malagrotta | 226 | ROMA | 00166 | 314 | 787 | 0 | 276 | n
IT | 2012 | IT17 | 2012IT17 | 2012-17 | 17 | ACEA Produzione S.p.a. (Centrale Montemartini) | Roma - Via Ripa Ostiense snc - 00154 |  |  | 92 | Yes | 0 | 0 | 9.7987 | 0 | 0 | 0.01 | 1.07 | 0.01
IT | 2012 | IT18 | 2012IT18 | 2012-18 | 18 | ACEA Produzione S.p.a. (Centrale Montemartini) | Roma - Via Ripa Ostiense snc - 00154 |  |  | 92 | Yes | 0 | 0 | 8.0476 | 0 | 0 | 0.01 | 0.92 | 0.01
IT | 2012 | IT19 | 2012IT19 | 2012-19 | 19 | ACEA Produzione S.p.a. (Centrale Montemartini) | Roma - Via Ripa Ostiense snc - 00154 |  |  | 92 | Yes | 0 | 0 | 9.1211 | 0 | 0 | 0.01 | 1.15 | 0.02
IT | 2012 | IT433 | 2012IT433 | 2012-433 | 433 | SOLVAY CHIMICA ITALIA S.P.A. | ROSIGNANO MARITTIMO (LIVORNO) - VIA PIAVE 6 |  |  | 78 | No | 0 | 0 | 0 | 0 | 0 | 0 | 0 | 0 | [7 empty] | 4.(b) | SOLVAY CHIMICA ITALIA S.p.A. | SOLVAY CHIMICA ITALIA S.p.A. ROSIGNANO | 5150 | VIA PIAVE | 6 | ROSIGNANO MARITTIMO | 57016 | 189 | 0 | 0 | 288 | n
IT | 2012 | IT434 | 2012IT434 | 2012-434 | 434 | SOLVAY CHIMICA ITALIA S.P.A. | ROSIGNANO MARITTIMO (LIVORNO) - VIA PIAVE 6 |  |  | 107 | No | 0 | 0 | 0 | 437.9711 | 177.6976 | 0.4468 | 28.1307 | 0 | [7 empty] | 4.(b) | SOLVAY CHIMICA ITALIA S.p.A. | SOLVAY CHIMICA ITALIA S.p.A. ROSIGNANO | 5150 | VIA PIAVE | 6 | ROSIGNANO MARITTIMO | 57016 | 189 | 0 | 0 | 288 | n
IT | 2012 | IT378 | 2012IT378 | 2012-378 | 378 | ROSEN ROSIGNANO ENERGIA S.p.A. | ROSIGNANO MARITTIMO (LIVORNO) - VIA PIAVE, 6 |  |  | 448.5 | Yes | 0 | 0 | 0 | 11157.4736 | 0 | 0 | 264.782 | 0.849 | [7 empty] | 1.(c) | GdF - SUEZ Energia Italia S.p.A. | ROSEN ROSIGNANO ENERGIA S.p.A. | 5160 | VIA PIAVE | 6 | ROSIGNANO MARITTIMO | 57016 | 398 | 0 | 0 | 1250 | n
IT | 2012 | IT379 | 2012IT379 | 2012-379 | 379 | ROSEN ROSIGNANO ENERGIA S.p.A. | ROSIGNANO MARITTIMO (LIVORNO) - VIA PIAVE, 6 |  |  | 448.5 | Yes | 0 | 0 | 0 | 10578.7335 | 0 | 0 | 132.72 | 0.838 | [7 empty] | 1.(c) | GdF - SUEZ Energia Italia S.p.A. | ROSEN ROSIGNANO ENERGIA S.p.A. | 5160 | VIA PIAVE | 6 | ROSIGNANO MARITTIMO | 57016 | 398 | 0 | 0 | 1250 | n
IT | 2012 | IT377 | 2012IT377 | 2012-377 | 377 | ROSELECTRA S.p.A. | ROSIGNANO MARITTIMO (LIVORNO) - VIA PIAVE, 6 |  |  | 721.3 | Yes | 0 | 0 | 0 | 13391.7052 | 0 | 0 | 263.961 | 0.893 | [7 empty] | 1.(c) | ROSELECTRA S.p.A. | ROSELECTRA S.p.A. | 27075 | VIA PIAVE | 6 | ROSIGNANO MARITTIMO | 57016 | 264 | 0 | 0 | 756 | n
IT | 2012 | IT237 | 2012IT237 | 2012-237 | 237 | ENEL PRODUZIONE S.p.A. | ROSSANO CALABRO (COSENZA) - CONTRADA CUTURA ROSSANO SCALO |  |  | 430 | Yes | 0 | 0 | 0 | 18.4157 | 0 | 0 | 1.526 | 0 | [7 empty] | 1.(c) | ENEL PRODUZIONE SPA | Enel Produzione S.p.a - Centrale Termoelettrica di Rossano | 7237 | CNT CUTURA | SNC | ROSSANO | 87068 | 0 | 0 | 0 | 0 | n
IT | 2012 | IT238 | 2012IT238 | 2012-238 | 238 | ENEL PRODUZIONE S.p.A. | ROSSANO CALABRO (COSENZA) - CONTRADA CUTURA ROSSANO SCALO |  |  | 430 | Yes | 0 | 0 | 0 | 19.5948 | 0 | 0 | 1.379 | 0 | [7 empty] | 1.(c) | ENEL PRODUZIONE SPA | Enel Produzione S.p.a - Centrale Termoelettrica di Rossano | 7237 | CNT CUTURA | SNC | ROSSANO | 87068 | 0 | 0 | 0 | 0 | n
IT | 2012 | IT239 | 2012IT239 | 2012-239 | 239 | ENEL PRODUZIONE S.p.A. | ROSSANO CALABRO (COSENZA) - CONTRADA CUTURA ROSSANO SCALO |  |  | 430 | Yes | 0 | 0 | 0 | 32.7064 | 0 | 0 | 2.252 | 0 | [7 empty] | 1.(c) | ENEL PRODUZIONE SPA | Enel Produzione S.p.a - Centrale Termoelettrica di Rossano | 7237 | CNT CUTURA | SNC | ROSSANO | 87068 | 0 | 0 | 0 | 0 | n
IT | 2012 | IT240 | 2012IT240 | 2012-240 | 240 | ENEL PRODUZIONE S.p.A. | ROSSANO CALABRO (COSENZA) - CONTRADA CUTURA ROSSANO SCALO |  |  | 430 | Yes | 0 | 0 | 0 | 0 | 0 | 0 | 0 | 0 | [7 empty] | 1.(c) | ENEL PRODUZIONE SPA | Enel Produzione S.p.a - Centrale Termoelettrica di Rossano | 7237 | CNT CUTURA | SNC | ROSSANO | 87068 | 0 | 0 | 0 | 0 | n
IT | 2012 | IT241 | 2012IT241 | 2012-241 | 241 | ENEL PRODUZIONE S.p.A. | ROSSANO CALABRO (COSENZA) - CONTRADA CUTURA ROSSANO SCALO |  |  | 1600 | No | 0 | 0 | 4.67 | 292.6054 | 0 | 0.121 | 5.493 | 0.097 | [7 empty] | 1.(c) | ENEL PRODUZIONE SPA | Enel Produzione S.p.a - Centrale Termoelettrica di Rossano | 7237 | CNT CUTURA | SNC | ROSSANO | 87068 | 0 | 0 | 0 | 0 | n
IT | 2012 | IT242 | 2012IT242 | 2012-242 | 242 | ENEL PRODUZIONE S.p.A. | ROSSANO CALABRO (COSENZA) - CONTRADA CUTURA ROSSANO SCALO |  |  | 1600 | No | 0 | 0 | 6.0803 | 487.9364 | 0 | 0.157 | 8.663 | 0 | [7 empty] | 1.(c) | ENEL PRODUZIONE SPA | Enel Produzione S.p.a - Centrale Termoelettrica di Rossano | 7237 | CNT CUTURA | SNC | ROSSANO | 87068 | 0 | 0 | 0 | 0 | n
IT | 2012 | IT75 | 2012IT75 | 2012-75 | 75 | A.R.I.A. Srl ( Linea 1 ) | S. Vittore del Lazio (Frosinone) - Via Valle Porchio, snc |  |  | 52 | No | 0 | 0 | 0 | 0 | 0 | 0 | 0 | 0 | [7 empty] | 5.(b) | A.R.I.A. S.r.l. - Acea Risorse e Impianti per l'Ambiente S.r.l. | A.R.I.A. S.r.l. Unità Locale 3 - San Vittore del Lazio (FR) | 191456 | Frazione San Cesario, Loc. Valle Porchio | SNC | SAN VITTORE DEL LAZIO | 03040 | 0 | 0 | 0 | 0 | n
IT | 2012 | IT76 | 2012IT76 | 2012-76 | 76 | A.R.I.A. Srl ( Linea 2) | S. Vittore del Lazio (Frosinone) - Via Valle Porchio, snc |  |  | 54 | No | 0 | 1860.7883 | 0 | 50.309 | 0 | 0.0076 | 23.6027 | 0.00022 | [7 empty] | 5.(b) | A.R.I.A. S.r.l. - Acea Risorse e Impianti per l'Ambiente S.r.l. | A.R.I.A. S.r.l. Unità Locale 3 - San Vittore del Lazio (FR) | 191456 | Frazione San Cesario, Loc. Valle Porchio | SNC | SAN VITTORE DEL LAZIO | 03040 | 0 | 0 | 0 | 0 | n
IT | 2012 | IT77 | 2012IT77 | 2012-77 | 77 | A.R.I.A. Srl (Linea 3) | S. Vittore del Lazio (Frosinone) - Via Valle Porchio, snc |  |  | 54 | No | 0 | 1759.1917 | 0 | 58.7216 | 0 | 0.001 | 22.057 | 0.00026 | [7 empty] | 5.(b) | A.R.I.A. S.r.l. - Acea Risorse e Impianti per l'Ambiente S.r.l. | A.R.I.A. S.r.l. Unità Locale 3 - San Vittore del Lazio (FR) | 191456 | Frazione San Cesario, Loc. Valle Porchio | SNC | SAN VITTORE DEL LAZIO | 03040 | 0 | 0 | 0 | 0 | n
IT | 2012 | IT283 | 2012IT283 | 2012-283 | 283 | enipower S.p.A. | San Donato Milanese (Milano) - Via Maritano, 24 |  |  | 49.6 | Yes | 0 | 0 | 0 | 587.4426 | 0 | 0 | 38.749 | 0 | [7 empty] | 1.(c) | enipower spa | Centrale di Cogenerazione | 342 | Via Maritano | 24 | SAN DONATO MILANESE | 20097 | 0 | 0 | 0 | 0 | n
IT | 2012 | IT284 | 2012IT284 | 2012-284 | 284 | enipower S.p.A. | San Donato Milanese (Milano) - Via Maritano, 24 |  |  | 49.6 | Yes | 0 | 0 | 0 | 358.3829 | 0 | 0 | 23.701 | 0 | [7 empty] | 1.(c) | enipower spa | Centrale di Cogenerazione | 342 | Via Maritano | 24 | SAN DONATO MILANESE | 20097 | 0 | 0 | 0 | 0 | n
IT | 2012 | IT285 | 2012IT285 | 2012-285 | 285 | enipower S.p.A. | San Donato Milanese (Milano) - Via Maritano, 24 |  |  | 53.4 | Yes | 0 | 0 | 0 | 11.7055 | 0 | 0 | 1.658 | 0 | [7 empty] | 1.(c) | enipower spa | Centrale di Cogenerazione | 342 | Via Maritano | 24 | SAN DONATO MILANESE | 20097 | 0 | 0 | 0 | 0 | n
IT | 2012 | IT282 | 2012IT282 | 2012-282 | 282 | enipower S.p.A. | San Donato Milanese (Milano) - Via Maritano, 24 |  |  | 55.45 | No | 0 | 0 | 0 | 326.8545 | 0 | 0 | 11.918 | 0 | [7 empty] | 1.(c) | enipower spa | Centrale di Cogenerazione | 342 | Via Maritano | 24 | SAN DONATO MILANESE | 20097 | 0 | 0 | 0 | 0 | n
IT | 2012 | IT110 | 2012IT110 | 2012-110 | 110 | EDIPOWER SPA | SAN FILIPPO DEL MELA (MESSINA) - VIA ARCHI MARINA |  |  | 800 | No | 0 | 0 | 6325.9734 | 0 | 0 | 239.26 | 0 | 9.16 | [7 empty] | 1.(c) | EDIPOWER | Centrale Termoelettrica di San Filippo del Mela | 7349 | Contrada Archi Marina | SNC | SAN FILIPPO DEL MELA | 98044 | 509 | 1040 | 0 | 0 | n
IT | 2012 | IT111 | 2012IT111 | 2012-111 | 111 | EDIPOWER SPA | SAN FILIPPO DEL MELA (MESSINA) - VIA ARCHI MARINA |  |  | 800 | No | 0 | 0 | 3116.0942 | 0 | 0 | 726.3 | 286.91 | 5.31 | [7 empty] | 1.(c) | EDIPOWER | Centrale Termoelettrica di San Filippo del Mela | 7349 | Contrada Archi Marina | SNC | SAN FILIPPO DEL MELA | 98044 | 509 | 1040 | 0 | 0 | n
IT | 2012 | IT112 | 2012IT112 | 2012-112 | 112 | EDIPOWER SPA | SAN FILIPPO DEL MELA (MESSINA) - VIA ARCHI MARINA |  |  | 1600 | No | 0 | 0 | 3267.6792 | 0 | 0 | 160.49 | 160.16 | 12.32 | [7 empty] | 1.(c) | EDIPOWER | Centrale Termoelettrica di San Filippo del Mela | 7349 | Contrada Archi Marina | SNC | SAN FILIPPO DEL MELA | 98044 | 509 | 1040 | 0 | 0 | n
IT | 2012 | IT300 | 2012IT300 | 2012-300 | 300 | ERIDANIA SADAM S.p.A. | SAN QUIRICO TRECASALI (PARMA) - PIAZZA DELLO ZUCCHERIFICIO |  |  | 66 | No | 0 | 0 | 0 | 382.6141 | 0 | 0 | 23.92 | 0 | [7 empty] | 1.(c) | ERIDANIA SADAM | ERIDANIA SADAM ZUCCHERIFICIO DI S.QUIRICO | 5004 | PLE Zuccherificio | 1 | TRECASALI | 43010 | 0 | 0 | 0 | 0 | n
IT | 2012 | IT301 | 2012IT301 | 2012-301 | 301 | ERIDANIA SADAM S.p.A. | SAN QUIRICO TRECASALI (PARMA) - PIAZZA ZUCCHERIFICIO |  |  | 66 | No | 0 | 0 | 0 | 390.0146 | 0 | 0 | 24.64 | 0 | [7 empty] | 1.(c) | ERIDANIA SADAM | ERIDANIA SADAM ZUCCHERIFICIO DI S.QUIRICO | 5004 | PLE Zuccherificio | 1 | TRECASALI | 43010 | 0 | 0 |  |  | n
IT | 2012 | IT302 | 2012IT302 | 2012-302 | 302 | ERIDANIA SADAM S.p.A. | SAN QUIRICO TRECASALI (PARMA) - PIAZZA ZUCCHERIFICIO |  |  | 66 | No | 0 | 0 | 0 | 391.6787 | 0 | 0 | 24.69 | 0 | [7 empty] | 1.(c) | ERIDANIA SADAM | ERIDANIA SADAM ZUCCHERIFICIO DI S.QUIRICO | 5004 | PLE Zuccherificio | 1 | TRECASALI | 43010 | 0 | 0 |  |  | n
IT | 2012 | IT155 | 2012IT155 | 2012-155 | 155 | En Plus S.r.l. | San Severo (Foggia) - Strada Provinciale 20 - Località Contrada Ratino |  |  | 714.6 | Yes | 0 | 0 | 0 | 7037.685 | 0 | 0 | 87.05 | 0 | [7 empty] | 1.(c) | Alpiq | En Plus | 159051 | Strada Provinciale 20 - Loc. Contrada Ratino | SNC | SAN SEVERO | 71016 | 0 | 0 | 0 | 396 | n
IT | 2012 | IT262 | 2012IT262 | 2012-262 | 262 | ENI SpA - DIVISIONE R&M | SANNAZZARO de' BURGONDI (PAVIA) - VIA E. MATTEI, 46 - 27039 |  |  | 159.46 | Yes | 0 | 0 | 0 | 701.2336 | 4178.6397 | 222.722 | 515.216 | 29.3 | [7 empty] | 1.(a) | ENI S.P.A. | RAFFINERIA DI SANNAZZARO DE' BURGONDI | 412 | VIA ENRICO MATTEI | 46 | SANNAZZARO DE' BURGONDI | 27039 | 2220 | 4460 | 164 | 2160 | n
IT | 2012 | IT261 | 2012IT261 | 2012-261 | 261 | ENI SpA - DIVISIONE R&M | SANNAZZARO de' BURGONDI (PAVIA) - VIA E. MATTEI, 46 - 27039 |  | Refineries | 1046 | No | 0 | 0 | 1604.1242 | 685.7875 | 20273.825 | 2124 | 1579 | 141.735 | [7 empty] | 1.(a) | ENI S.P.A. | RAFFINERIA DI SANNAZZARO DE' BURGONDI | 412 | VIA ENRICO MATTEI | 46 | SANNAZZARO DE' BURGONDI | 27039 | 2220 | 4460 | 164 | 2160 | n
IT | 2012 | IT132 | 2012IT132 | 2012-132 | 132 | EDISON SpA | Sarmato (Piacenza) - Via Zuccherificio, 13 |  |  | 365 | Yes | 0 | 0 | 0 | 2020.5563 | 0 | 0 | 52.01 | 0 | [7 empty] | 1.(c) | EDISON SPA | Centrale termoelettrica di Sarmato | 191709 | VIA Zuccherificio | 13 | SARMATO | 29010 | 0 | 0 | 0 | 113 | n
IT | 2012 | IT392 | 2012IT392 | 2012-392 | 392 | SARAS S.p.A. | Sarroch (Cagliari) - S.S. 195 km 19 |  | Refineries | 1104.98 | No | 0 | 0 | 6345.0537 | 0 | 17010.7743 | 1684.8013 | 1270.6584 | 207.8802 | [7 empty] | 1.(a) | Saras S.p.a. | Sarlux S.r.l. (ex Saras S.p.a.) | 7506 | SS 195 Km. 19 | SNC | SARROCH | 09018 | 2430 | 3790 | 235 | 5930 | n
IT | 2012 | IT391 | 2012IT391 | 2012-391 | 391 | SARAS S.p.A. | Sarroch (Cagliari) - S.S. 195 km 19 |  |  | 1586.3 | Yes | 0 | 0 | 113.123 | 0 | 31933.3426 | 443.1 | 518.5 | 27.6 | [7 empty] | 1.(a) | Saras S.p.a. | Sarlux S.r.l. (ex Saras S.p.a.) | 7506 | SS 195 Km. 19 | SNC | SARROCH | 09018 | 2430 | 3790 | 235 | 5930 | n
IT | 2012 | IT360 | 2012IT360 | 2012-360 | 360 | versalis SpA | Sarroch (Cagliari) - Strada Statale 195 km 18,8 |  |  | 91.3 | No | 0 | 0 | 0 | 0 | 1673.0179 | 3.859 | 112.344 | 0.954 | [7 empty] | 1.(c) | versalis spa | versalis stabilimento di Sarroch | 7513 | S.S. 195 km 18,800 | SNC | SARROCH | 09018 | 622 | 1190 | 0 | 444 | n
IT | 2012 | IT361 | 2012IT361 | 2012-361 | 361 | versalis SpA | Sarroch (Cagliari) - Strada Statale 195 km 18,8 |  |  | 220 | No | 0 | 0 | 3858.0492 | 0 | 143.6804 | 1187 | 442 | 42 | [7 empty] | 1.(c) | versalis spa | versalis stabilimento di Sarroch | 7513 | S.S. 195 km 18,800 | SNC | SARROCH | 09018 | 622 | 1190 | 0 | 444 | n
IT | 2012 | IT96 | 2012IT96 | 2012-96 | 96 | E.ON Produzione S.p.A. | SASSARI - LOCALITA' CABU ASPRU |  |  | 107 | Yes | 0 | 0 | 16.0822 | 0 | 0 | 0.13 | 0.54 | 0.03 | [7 empty] | 1.(c) | E.ON Produzione S.p.A | Centrale Teromoelettrica di Fiume Santo | 7490 | Località Cabu Aspru (c.p. 224, 07046 Porto Torres) | SNC | SASSARI | 07100 | 2720 | 3730 | 58.5 | 3590 | n
IT | 2012 | IT97 | 2012IT97 | 2012-97 | 97 | E.ON Produzione S.p.A. | SASSARI - LOCALITA' CABU ASPRU |  |  | 107 | Yes | 0 | 0 | 9.0777 | 0 | 0 | 0.1 | 0.26 | 0.03 | [7 empty] | 1.(c) | E.ON Produzione S.p.A | Centrale Teromoelettrica di Fiume Santo | 7490 | Località Cabu Aspru (c.p. 224, 07046 Porto Torres) | SNC | SASSARI | 07100 | 2720 | 3730 | 58.5 | 3590 | n
IT | 2012 | IT92 | 2012IT92 | 2012-92 | 92 | E.ON Produzione S.p.A. | SASSARI - LOCALITA' CABU ASPRU |  |  | 407 | No | 0 | 0 | 1564.0782 | 0 | 0 | 127.21 | 140.676 | 6.59 | [7 empty] | 1.(c) | E.ON Produzione S.p.A | Centrale Teromoelettrica di Fiume Santo | 7490 | Località Cabu Aspru (c.p. 224, 07046 Porto Torres) | SNC | SASSARI | 07100 | 2720 | 3730 | 58.5 | 3590 | n
IT | 2012 | IT93 | 2012IT93 | 2012-93 | 93 | E.ON Produzione S.p.A. | SASSARI - LOCALITA' CABU ASPRU |  |  | 420 | No | 0 | 0 | 1290.8536 | 0 | 0 | 95.76 | 120.18 | 2.97 | [7 empty] | 1.(c) | E.ON Produzione S.p.A | Centrale Teromoelettrica di Fiume Santo | 7490 | Località Cabu Aspru (c.p. 224, 07046 Porto Torres) | SNC | SASSARI | 07100 | 2720 | 3730 | 58.5 | 3590 | n
IT | 2012 | IT94 | 2012IT94 | 2012-94 | 94 | E.ON Produzione S.p.A. | SASSARI - LOCALITA' CABU ASPRU |  |  | 828 | No | 248.1381 | 18055.51 | 447.8601 | 0 | 0 | 1652.56 | 1230.624 | 98.99 | [7 empty] | 1.(c) | E.ON Produzione S.p.A | Centrale Teromoelettrica di Fiume Santo | 7490 | Località Cabu Aspru (c.p. 224, 07046 Porto Torres) | SNC | SASSARI | 07100 | 2720 | 3730 | 58.5 | 3590 | n
IT | 2012 | IT95 | 2012IT95 | 2012-95 | 95 | E.ON Produzione S.p.A. | SASSARI - LOCALITA' CABU ASPRU |  |  | 842 | No | 13.0781 | 17730.03 | 697.2435 | 0 | 0 | 1852.57 | 1229.762 | 68.4 | [7 empty] | 1.(c) | E.ON Produzione S.p.A | Centrale Teromoelettrica di Fiume Santo | 7490 | Località Cabu Aspru (c.p. 224, 07046 Porto Torres) | SNC | SASSARI | 07100 | 2720 | 3730 | 58.5 | 3590 | n
IT | 2012 | IT298 | 2012IT298 | 2012-298 | 298 | ERGOSUD S.p.A. | SCANDALE (CROTONE) - S.S. 107 bis - Località S. Domenica |  |  | 706 | Yes | 0 | 0 | 0.007 | 2923.0104 | 0 | 0 | 53.1 | 0 | [7 empty] | 1.(c) | Ergosud S.P.A | Centrale di Scandale | 159056 | s.s. 107 bis - direzione Papanice Località S. Domenica | SNC | SCANDALE | 88831 | 0 | 0 | 0 | 305 | n
IT | 2012 | IT299 | 2012IT299 | 2012-299 | 299 | ERGOSUD S.p.A. | SCANDALE (CROTONE) - S.S. 107 bis - Località S. Domenica |  |  | 706 | Yes | 0 | 0 | 0 | 2638.2666 | 0 | 0 | 43.3 | 0 | [7 empty] | 1.(c) | Ergosud S.P.A | Centrale di Scandale | 159056 | s.s. 107 bis - direzione Papanice Località S. Domenica | SNC | SCANDALE | 88831 | 0 | 0 | 0 | 305 | n
IT | 2012 | IT399 | 2012IT399 | 2012-399 | 399 | Scarlino Energia S.r.l. | Scarlino (Grosseto) - Località Casone |  |  | 76 | No | 25.2472 | 42.705 | 3.2 | 0 | 0 | 0.039 | 3.539 | 0.0869
IT | 2012 | IT356 | 2012IT356 | 2012-356 | 356 | NUOVA SOLMINE S.p.A. | Scarlino (Grosseto) - Stabilimento di Scarlino - Loc. Casone |  |  | 60.5 | No | 0 | 0 | 0 | 73.8434 | 0 | 0.12 | 4.93 | 0.094 | [7 empty] | 4.(b) | SOL.MAR. S.P.A. | NUOVA SOLMINE - Stabilimento di Scarlino | 5183 | Località Casone | SNC | SCARLINO | 58020 | 0 | 1080 | 0 | 0 | n
IT | 2012 | IT357 | 2012IT357 | 2012-357 | 357 | NUOVA SOLMINE S.p.A. | Scarlino (Grosseto) - Stabilimento di Scarlino - Loc. Casone |  |  | 79 | No | 0 | 0 | 2271.4679 | 0 | 0 | 1070.61 | 18.98 | 0 | [7 empty] | 4.(b) | SOL.MAR. S.P.A. | NUOVA SOLMINE - Stabilimento di Scarlino | 5183 | Località Casone | SNC | SCARLINO | 58020 | 0 | 1080 | 0 | 0 | n
IT | 2012 | IT449 | 2012IT449 | 2012-449 | 449 | Stogit. S.p.A. | Sergnano (Cremona) - Via Vallarsa 18 |  |  | 63.89 | Yes | 0 | 0 | 0 | 659.8857 | 0 | 0.177 | 17.483 | 0.885 | [7 empty] | 1.(c) | STOGIT S.P.A. | Concessione Sergnano Stoccaggio - Impianto di compressione gas naturale | 422 | VIA Vallarsa | 18 | SERGNANO | 26010 | 0 | 0 | 0 | 0 | n
IT | 2012 | IT450 | 2012IT450 | 2012-450 | 450 | Stogit. S.p.A. | Sergnano (Cremona) - Via Vallarsa 18 |  |  | 71.82 | Yes | 0 | 0 | 0 | 17.2505 | 0 | 0.005 | 0.609 | 0.023 | [7 empty] | 1.(c) | STOGIT S.P.A. | Concessione Sergnano Stoccaggio - Impianto di compressione gas naturale | 422 | VIA Vallarsa | 18 | SERGNANO | 26010 | 0 | 0 | 0 | 0 | n
IT | 2012 | IT107 | 2012IT107 | 2012-107 | 107 | EDIPOWER SPA | SERMIDE (MANTOVA) - VIA C. COLOMBO, 2 |  |  | 684 | Yes | 0 | 0 | 0 | 1793.1567 | 0 | 0 | 45.216 | 0 | [7 empty] | 1.(c) | EDIPOWER SPA | CENTRALE TERMOELETTRICA SERMIDE | 443 | VIA CRISTOFORO COLOMBO | 2 | SERMIDE | 46028 | 183 | 0 | 0 | 559 | n
IT | 2012 | IT108 | 2012IT108 | 2012-108 | 108 | EDIPOWER SPA | SERMIDE (MANTOVA) - VIA C. COLOMBO, 2 |  |  | 684 | Yes | 0 | 0 | 0 | 4445.9327 | 0 | 0 | 94.162 | 0 | [7 empty] | 1.(c) | EDIPOWER SPA | CENTRALE TERMOELETTRICA SERMIDE | 443 | VIA CRISTOFORO COLOMBO | 2 | SERMIDE | 46028 | 183 | 0 | 0 | 559 | n
IT | 2012 | IT109 | 2012IT109 | 2012-109 | 109 | EDIPOWER SPA | SERMIDE (MANTOVA) - VIA C. COLOMBO, 2 |  |  | 684 | Yes | 0 | 0 | 0 | 3873.2218 | 0 | 0 | 83.538 | 0 | [7 empty] | 1.(c) | EDIPOWER SPA | CENTRALE TERMOELETTRICA SERMIDE | 443 | VIA CRISTOFORO COLOMBO | 2 | SERMIDE | 46028 | 183 | 0 | 0 | 559 | n
IT | 2012 | IT133 | 2012IT133 | 2012-133 | 133 | Edison Spa | Sesto San Giovanni (Milano) - viale Italia 588 - 20099 |  |  | 56 | No | 0 | 0 | 0 | 162.765 | 0 | 0 | 5.09 | 0 | [7 empty] | 1.(c) | EDISON SPA | CENTRALE TERMOELETTRICA DI SESTO SAN GIOVANNI (MI) | 338 | VLE ITALIA | 588 | SESTO SAN GIOVANNI | 20099 | 0 | 0 | 0 | 174 | n
IT | 2012 | IT134 | 2012IT134 | 2012-134 | 134 | Edison Spa | Sesto San Giovanni (Milano) - viale Italia 588 - 20099 |  |  | 108 | Yes | 0 | 0 | 0 | 1872.5501 | 0 | 0 | 62.71 | 0 | [7 empty] | 1.(c) | EDISON SPA | CENTRALE TERMOELETTRICA DI SESTO SAN GIOVANNI (MI) | 338 | VLE ITALIA | 588 | SESTO SAN GIOVANNI | 20099 | 0 | 0 | 0 | 174 | n
IT | 2012 | IT135 | 2012IT135 | 2012-135 | 135 | Edison Spa | Sesto San Giovanni (Milano) - viale Italia 588 - 20099 |  |  | 121 | Yes | 0 | 0 | 0 | 1085.6256 | 0 | 0 | 22.16 | 0 | [7 empty] | 1.(c) | EDISON SPA | CENTRALE TERMOELETTRICA DI SESTO SAN GIOVANNI (MI) | 338 | VLE ITALIA | 588 | SESTO SAN GIOVANNI | 20099 | 0 | 0 | 0 | 174 | n
IT | 2012 | IT138 | 2012IT138 | 2012-138 | 138 | EDISON SPA | SIMERI CRICHI (CATANZARO) - Loc. SAN FRANCESCO |  |  | 58 | No | 0 | 0 | 0 | 25.3881 | 0 | 0 | 0.67 | 0 | [7 empty] | 1.(c) | EDISON SPA | CENTRALE TERMOELETTRICA DI SIMERI CRICHI | 117532 | LOC. SAN FRANCESCO ZONA PIP | SNC | SIMERI CRICHI | 88050 | 251 | 0 | 0 | 781 | n
IT | 2012 | IT136 | 2012IT136 | 2012-136 | 136 | EDISON SPA | SIMERI CRICHI (CATANZARO) - Loc. SAN FRANCESCO |  |  | 730 | Yes | 0 | 0 | 0 | 6878.709 | 0 | 0 | 128.03 | 0 | [7 empty] | 1.(c) | EDISON SPA | CENTRALE TERMOELETTRICA DI SIMERI CRICHI | 117532 | LOC. SAN FRANCESCO ZONA PIP | SNC | SIMERI CRICHI | 88050 | 251 | 0 | 0 | 781 | n
IT | 2012 | IT137 | 2012IT137 | 2012-137 | 137 | EDISON SPA | SIMERI CRICHI (CATANZARO) - Loc. SAN FRANCESCO |  |  | 730 | Yes | 0 | 0 | 0 | 7031.5468 | 0 | 0 | 122.57 | 0 | [7 empty] | 1.(c) | EDISON SPA | CENTRALE TERMOELETTRICA DI SIMERI CRICHI | 117532 | LOC. SAN FRANCESCO ZONA PIP | SNC | SIMERI CRICHI | 88050 | 251 | 0 | 0 | 781 | n
IT | 2012 | IT53 | 2012IT53 | 2012-53 | 53 | Burgo Group SpA | Sora (Frosinone) - Viale S.Domenico, 62 |  |  | 115.56 | Yes | 0 | 0 | 0 | 2335.4142 | 0 | 0 | 73.067 | 0.1 | [7 empty] | 6.(b) | BURGO GROUP S.P.A. | Stabilimento di Sora | 6280 | VIALE SAN DOMENICO | 62 | SORA | 03039 | 0 | 0 | 0 | 142 | n
IT | 2012 | IT42 | 2012IT42 | 2012-42 | 42 | Biomasse Italia S.p.a. | Strongoli (Crotone) - S.S. 106 Km 263 |  |  | 150 | No | 3389.6762 | 0 | 0 | 0 | 0 | 0.7 | 156.4 | 3.3 | [7 empty] | 1.(c) | BIOMASSE ITALIA SPA | Strongoli | 27241 | STS Km 263 | SNC | STRONGOLI | 88816 | 156 | 0 | 0 | 0 | n
IT | 2012 | IT39 | 2012IT39 | 2012-39 | 39 | BG ITALIA POWER SPA (ex SERENE SPA) | SULMONA (L'AQUILA) - SS. 17 Apulo Sannitica Km 69 |  |  | 107.62 | Yes | 0 | 0 | 0.15727 | 1764.8674 | 0 | 0 | 183 | 0 | [7 empty] | 2.(f) | Clerici srl | Clerici srl | 77742 | via Bissone | 11 | BARANZATE | 20021 | 0 | 0 | 0 | 0 | l
IT | 2012 | IT258 | 2012IT258 | 2012-258 | 258 | Eni S.p.A. Divisione Refining & Marketing | Taranto - S.S. 106 Jonica |  | Refineries | 430.1 | No | 0 | 0 | 321.07 | 0 | 13479.097 | 847.8 | 426.5 | 52.2 | [7 empty] | 1.(a) | ENI S.P.A. | ENI S.P.A. DIVISIONE REFINING & MARKETING RAFFINERIA DI TARANTO | 7018 | STS 106 JONICA | SNC | TARANTO | 74100 | 427 | 848 | 0 | 787 | n
IT | 2012 | IT287 | 2012IT287 | 2012-287 | 287 | Enipower S.p.A. | Taranto - Strada Statale Jonica 106 |  |  | 410.1 | Yes | 0 | 0 | 385.6901 | 0 | 4995.7508 | 222.4252 | 407.9723 | 27.4306 | [7 empty] | 1.(c) | ENI S.P.A. | ENI S.P.A. Divisione REFINING & MARKETING RAFFINERIA DI TARANTO (ex ENIPOWER S.p.A. STABILIMENTO DI | 7022 | S.S. 106 JONICA | SNC | TARANTO | 74100 | 408 | 189 | 0 | 362 | n
IT | 2012 | IT139 | 2012IT139 | 2012-139 | 139 | TARANTO ENERGIA S.R.L. | TARANTO - VIA APPIA KM 648 |  |  | 427 | No | 0 | 0 | 0 | 537.1152 | 7264.4693 | 350.6 | 352.7 | 8.9 | [7 empty] | 1.(c) | TARANTO ENERGIA S.R.L. | CENTRALE TERMOELETTRICA DI TARANTO | 176967 | APPIA KM 648 | SNC | TARANTO | 74123 | 2150 | 1940 | 0 | 7480 | n
IT | 2012 | IT140 | 2012IT140 | 2012-140 | 140 | TARANTO ENERGIA S.R.L. | TARANTO - VIA APPIA KM 648 |  |  | 427 | No | 0 | 0 | 0 | 362.6917 | 5743.8191 | 286.6 | 276 | 4.9 | [7 empty] | 1.(c) | TARANTO ENERGIA S.R.L. | CENTRALE TERMOELETTRICA DI TARANTO | 176967 | APPIA KM 648 | SNC | TARANTO | 74123 | 2150 | 1940 | 0 | 7480 | n
IT | 2012 | IT141 | 2012IT141 | 2012-141 | 141 | TARANTO ENERGIA S.R.L. | TARANTO - VIA APPIA KM 648 |  |  | 427 | No | 0 | 0 | 0 | 506.0921 | 6698.3082 | 339 | 302.3 | 5.8 | [7 empty] | 1.(c) | TARANTO ENERGIA S.R.L. | CENTRALE TERMOELETTRICA DI TARANTO | 176967 | APPIA KM 648 | SNC | TARANTO | 74123 | 2150 | 1940 | 0 | 7480 | n
IT | 2012 | IT142 | 2012IT142 | 2012-142 | 142 | TARANTO ENERGIA S.R.L. | TARANTO - VIA APPIA KM 648 |  |  | 441.5 | Yes | 0 | 0 | 0 | 2249.9648 | 5903.7643 | 355.7 | 399.1 | 13.9 | [7 empty] | 1.(c) | TARANTO ENERGIA S.R.L. | CENTRALE TERMOELETTRICA DI TARANTO | 176967 | APPIA KM 648 | SNC | TARANTO | 74123 | 2150 | 1940 | 0 | 7480 | n
IT | 2012 | IT143 | 2012IT143 | 2012-143 | 143 | TARANTO ENERGIA S.R.L. | TARANTO - VIA APPIA KM 648 |  |  | 441.5 | Yes | 0 | 0 | 0 | 2863.6399 | 5155.5387 | 215.4 | 356.7 | 8.6 | [7 empty] | 1.(c) | TARANTO ENERGIA S.R.L. | CENTRALE TERMOELETTRICA DI TARANTO | 176967 | APPIA KM 648 | SNC | TARANTO | 74123 | 2150 | 1940 | 0 | 7480 | n
IT | 2012 | IT144 | 2012IT144 | 2012-144 | 144 | TARANTO ENERGIA S.R.L. | TARANTO - VIA APPIA KM 648 |  |  | 441.5 | Yes | 0 | 0 | 0 | 2884.9456 | 7872.2316 | 393.6 | 461.6 | 15.3 | [7 empty] | 1.(c) | TARANTO ENERGIA S.R.L. | CENTRALE TERMOELETTRICA DI TARANTO | 176967 | APPIA KM 648 | SNC | TARANTO | 74123 | 2150 | 1940 | 0 | 7480 | n
IT | 2012 | IT429 | 2012IT429 | 2012-429 | 429 | Snam Rete Gas S.p.a. | Tarsia (Cosenza) - Contrada Ferramonti |  |  | 61.178 | Yes | 0 | 0 | 0 | 77.8024 | 0 | 0 | 2.47 | 0 | [7 empty] | 1.(c) | SNAM RETE GAS SPA | Centrale compressione gas di Tarsia | 27316 | CNT Ferramonti | SNC | TARSIA | 87040 | 0 | 0 | 0 | 0 | n
IT | 2012 | IT430 | 2012IT430 | 2012-430 | 430 | Snam Rete Gas S.p.a. | Tarsia (Cosenza) - Contrada Ferramonti |  |  | 61.178 | Yes | 0 | 0 | 0 | 39.0769 | 0 | 0 | 1.25 | 0 | [7 empty] | 1.(c) | SNAM RETE GAS SPA | Centrale compressione gas di Tarsia | 27316 | CNT Ferramonti | SNC | TARSIA | 87040 | 0 | 0 | 0 | 0 | n
IT | 2012 | IT431 | 2012IT431 | 2012-431 | 431 | Snam Rete Gas S.p.a. | Tarsia (Cosenza) - Contrada Ferramonti |  |  | 62.438 | Yes | 0 | 0 | 0 | 71.4676 | 0 | 0 | 1.96 | 0 | [7 empty] | 1.(c) | SNAM RETE GAS SPA | Centrale compressione gas di Tarsia | 27316 | CNT Ferramonti | SNC | TARSIA | 87040 | 0 | 0 | 0 | 0 | n
IT | 2012 | IT432 | 2012IT432 | 2012-432 | 432 | Snam Rete Gas S.p.a. | Tarsia (Cosenza) - Contrada Ferramonti |  |  | 62.438 | Yes | 0 | 0 | 0 | 99.2489 | 0 | 0 | 4.09 | 0 | [7 empty] | 1.(c) | SNAM RETE GAS SPA | Centrale compressione gas di Tarsia | 27316 | CNT Ferramonti | SNC | TARSIA | 87040 | 0 | 0 | 0 | 0 | n
IT | 2012 | IT243 | 2012IT243 | 2012-243 | 243 | ENEL PRODUZIONE S.p.A. | TERMINI IMERESE (PALERMO) - CONTRADA TONNARELLA |  |  | 430 | Yes | 0 | 0 | 0 | 256.0797 | 0 | 0 | 30.7 | 0 | [7 empty] | 1.(c) | ENEL PRODUZIONE SPA | ENEL PRODUZIONE SPA - CENTRALE TERMOELETTRICA “ETTORE MAJORANA” DI TERMINI IMERESE | 7342 | ZONA INDUSTRIALE | SNC | TERMINI IMERESE | 90018 | 365 | 0 | 0 | 1240 | n
IT | 2012 | IT244 | 2012IT244 | 2012-244 | 244 | ENEL PRODUZIONE S.p.A. | TERMINI IMERESE (PALERMO) - CONTRADA TONNARELLA |  |  | 430 | Yes | 0 | 0 | 0 | 161.2019 | 0 | 0 | 16.9 | 0 | [7 empty] | 1.(c) | ENEL PRODUZIONE SPA | ENEL PRODUZIONE SPA - CENTRALE TERMOELETTRICA “ETTORE MAJORANA” DI TERMINI IMERESE | 7342 | ZONA INDUSTRIALE | SNC | TERMINI IMERESE | 90018 | 365 | 0 | 0 | 1240 | n
IT | 2012 | IT245 | 2012IT245 | 2012-245 | 245 | ENEL PRODUZIONE S.p.A. | TERMINI IMERESE (PALERMO) - CONTRADA TONNARELLA |  |  | 645 | Yes | 0 | 0 | 0 | 12706.6412 | 0 | 0 | 147.8 | 0 | [7 empty] | 1.(c) | ENEL PRODUZIONE SPA | ENEL PRODUZIONE SPA - CENTRALE TERMOELETTRICA “ETTORE MAJORANA” DI TERMINI IMERESE | 7342 | ZONA INDUSTRIALE | SNC | TERMINI IMERESE | 90018 | 365 | 0 | 0 | 1240 | n
IT | 2012 | IT246 | 2012IT246 | 2012-246 | 246 | ENEL PRODUZIONE S.p.A. | TERMINI IMERESE (PALERMO) - CONTRADA TONNARELLA |  |  | 645 | Yes | 0 | 0 | 0 | 8076.6918 | 0 | 0 | 119 | 0 | [7 empty] | 1.(c) | ENEL PRODUZIONE SPA | ENEL PRODUZIONE SPA - CENTRALE TERMOELETTRICA “ETTORE MAJORANA” DI TERMINI IMERESE | 7342 | ZONA INDUSTRIALE | SNC | TERMINI IMERESE | 90018 | 365 | 0 | 0 | 1240 | n
IT | 2012 | IT247 | 2012IT247 | 2012-247 | 247 | ENEL PRODUZIONE S.p.A. | TERMINI IMERESE (PALERMO) - CONTRADA TONNARELLA |  |  | 800 | No | 0 | 0 | 15.9268 | 753.9569 | 0 | 0 | 9 | 0 | [7 empty] | 1.(c) | ENEL PRODUZIONE SPA | ENEL PRODUZIONE SPA - CENTRALE TERMOELETTRICA “ETTORE MAJORANA” DI TERMINI IMERESE | 7342 | ZONA INDUSTRIALE | SNC | TERMINI IMERESE | 90018 | 365 | 0 | 0 | 1240 | n
IT | 2012 | IT40 | 2012IT40 | 2012-40 | 40 | BG ITALIA POWER SPA (ex SERENE SPA) | TERMOLI (CAMPOBASSO) - Località Pantano Basso |  |  | 214.4 | Yes | 0 | 0 | 0.18083 | 3429.6584 | 0 | 0 | 208 | 0
IT | 2012 | IT475 | 2012IT475 | 2012-475 | 475 | ZUCCHERIFICIO DEL MOLISE SPA | TERMOLI (CAMPOBASSO) - C. DA PANTANO BASSO S.N. |  |  | 118 | No | 0 | 0 | 0 | 0 | 0 | 0 | 0 | 0 | This plant didn't work in 2012
IT | 2012 | IT437 | 2012IT437 | 2012-437 | 437 | Sorgenia Power Spa | Termoli (Campobasso) - Contrada rivolta del re |  |  | 675 | Yes | 0 | 0 | 0 | 3288.3331 | 0 | 0 | 50.562 | 0 | [7 empty] | 1.(c) | Sorgenia | Centrale termoelettrica di Termoli | 27066 | Contrada Rivolta del Re | SNC | TERMOLI | 86039 | 0 | 0 | 0 | 359 | n
IT | 2012 | IT438 | 2012IT438 | 2012-438 | 438 | Sorgenia Power Spa | Termoli (Campobasso) - Contrada rivolta del re |  |  | 675 | Yes | 0 | 0 | 0 | 2957.5435 | 0 | 0 | 42.293 | 0 | [7 empty] | 1.(c) | Sorgenia | Centrale termoelettrica di Termoli | 27066 | Contrada Rivolta del Re | SNC | TERMOLI | 86039 | 0 | 0 | 0 | 359 | n
IT | 2012 | IT146 | 2012IT146 | 2012-146 | 146 | Edison SpA | Terni - Piazzale Donegani, 4 |  |  | 69 | No | 0 | 0 | 0 | 180.1738 | 0 | 0 | 5.49 | 0 | [7 empty] | 1.(c) | EDISON S.p.a. | CENTRALE TERMOELETTRICA DI TERNI | 5725 | PZA DONEGANI | 4 | TERNI | 05100 | 0 | 0 | 0 | 101 | n
IT | 2012 | IT145 | 2012IT145 | 2012-145 | 145 | Edison SpA | Terni - Piazzale Donegani, 4 |  |  | 184 | Yes | 0 | 0 | 0 | 1642.8424 | 0 | 0 | 40.78 | 0 | [7 empty] | 1.(c) | EDISON S.p.a. | CENTRALE TERMOELETTRICA DI TERNI | 5725 | PZA DONEGANI | 4 | TERNI | 05100 | 0 | 0 | 0 | 101 | n
IT | 2012 | IT458 | 2012IT458 | 2012-458 | 458 | ACEA RISORSE E IMPIANTI PER L'AMBIENTE S.r.l. (in forma abbreviata A.R.I.A. S.r.l.) | Terni (Terni) - A.R.I.A. S.r.l. UL1_Via Giuseppe Ratini, 23 - Località Maratta Bassa |  |  | 52 | No | 0 | 4.4515 | 0 | 17.662 | 0 | 0.23 | 67.02 | 0 | start-up of the plant | [6 empty] | 1.(c) | A.R.I.A. S.r.l. - Acea Risorse e Impianti per l'Ambiente S.r.l. | A.R.I.A. S..r.l. Unità Locale 1 - Maratta Bassa (TR) | 117613 | Via Giuseppe Ratini | 23 | TERNI | 05100 | 0 | 0 | 0 | 0 | n
IT | 2012 | IT439 | 2012IT439 | 2012-439 | 439 | Sorgenia Power Spa | Terranova dei Passerini (Lodi) - Gulf Italiana, snc |  |  | 700 | Yes | 0 | 0 | 0 | 8076.682 | 0 | 0 | 137.0735 | 0 | [7 empty] | 1.(c) | Sorgenia Spa | Centrale a ciclo combinato di Turano Lodigiano e Bertonico | 191625 | Via Gulf Italiana | SNC | TERRANOVA DEI PASSERINI | 26827 | 185 | 0 | 0 | 650 | n
IT | 2012 | IT440 | 2012IT440 | 2012-440 | 440 | Sorgenia Power Spa | Terranova dei Passerini (Lodi) - Gulf Italiana, snc |  |  | 700 | Yes | 0 | 0 | 0 | 3490.4006 | 0 | 0 | 48.1765 | 0 | [7 empty] | 1.(c) | Sorgenia Spa | Centrale a ciclo combinato di Turano Lodigiano e Bertonico | 191625 | Via Gulf Italiana | SNC | TERRANOVA DEI PASSERINI | 26827 | 185 | 0 | 0 | 650 | n
IT | 2012 | IT66 | 2012IT66 | 2012-66 | 66 | CENTRO ENERGIA TEVEROLA S.p.A. | TEVEROLA (CASERTA) - SS. 7 Bis Km. 15,400 Zona Ind.le ASI Aversa Nord |  |  | 149.5 | Yes | 0 | 0 | 0 | 0 | 0 | 0 | 0 | 0 | stopped since 1/1/2011
IT | 2012 | IT67 | 2012IT67 | 2012-67 | 67 | CENTRO ENERGIA TEVEROLA S.p.A. | TEVEROLA (CASERTA) - SS. 7 Bis Km. 15,400 Zona Ind.le ASI Aversa Nord |  |  | 149.5 | Yes | 0 | 0 | 0 | 0 | 0 | 0 | 0 | 0 | stopped since 1/1/2011
IT | 2012 | IT400 | 2012IT400 | 2012-400 | 400 | SET S.P.A. | TEVEROLA (CASERTA) - STRADA STATALE APPIA 7 BIS, KM 15,400 |  |  | 730 | Yes | 0 | 0 | 0 | 7560.596 | 0 | 0 | 131 | 1 | [7 empty] | 1.(c) | SET S.P.A. | SET S.p.A. | 27068 | Strada Statale Appia 7 BIS | km 15,400 | TEVEROLA | 81030 | 131 | 0 | 0 | 429 | n
IT | 2012 | IT49 | 2012IT49 | 2012-49 | 49 | Burgo Group S.p.A. | Tolmezzo (Udine) - Via Pier Fortunato Calvi, n° 15 |  |  | 56.96 | No | 0 | 0 | 0.010769 | 1020.8092 | 0 | 14 | 86 | 0.1275 | [7 empty] | 6.(b) | Burgo Group S.p.A. | Burgo Group S.p.A. - Stabilimento di Tolmezzo | 1425 | P.F.Calvi | 15 | TOLMEZZO | 33028 | 198 | 0 | 0 | 123 | n
IT | 2012 | IT50 | 2012IT50 | 2012-50 | 50 | Burgo Group S.p.A. | Tolmezzo (Udine) - Via Pier Fortunato Calvi, n° 15 |  |  | 59.96 | No | 0 | 0 | 0.010769 | 1020.8092 | 0 | 14 | 129 | 0.1275 | [7 empty] | 6.(b) | Burgo Group S.p.A. | Burgo Group S.p.A. - Stabilimento di Tolmezzo | 1425 | P.F.Calvi | 15 | TOLMEZZO | 33028 | 198 | 0 | 0 | 123 | n
IT | 2012 | IT331 | 2012IT331 | 2012-331 | 331 | Fenice S.p.A. | Torino - Corso Settembrini 90 |  |  | 50.88 | Yes | 0 | 0 | 0 | 5.0004 | 0 | 0 | 0.653 | 0 | [7 empty] | 1.(c) | FENICE SP.A | Unità operativa Mirafiori | 87 | CSO Settembrini | 90 | TORINO | 10100 | 348 | 0 | 0 | 187 | n
IT | 2012 | IT327 | 2012IT327 | 2012-327 | 327 | Fenice S.p.A. | Torino - Corso Settembrini 90 |  |  | 96 | No | 0 | 0 | 0 | 2081.7099 | 0 | 0 | 298.8 | 0 | [7 empty] | 1.(c) | FENICE SP.A | Unità operativa Mirafiori | 87 | CSO Settembrini | 90 | TORINO | 10100 | 348 | 0 | 0 | 187 | n
IT | 2012 | IT328 | 2012IT328 | 2012-328 | 328 | Fenice S.p.A. | Torino - Corso Settembrini 90 |  |  | 122 | No | 0 | 0 | 0 | 188.5574 | 0 | 0 | 6 | 0 | [7 empty] | 1.(c) | FENICE SP.A | Unità operativa Mirafiori | 87 | CSO Settembrini | 90 | TORINO | 10100 | 348 | 0 | 0 | 187 | n
IT | 2012 | IT329 | 2012IT329 | 2012-329 | 329 | Fenice S.p.A. | Torino - Corso Settembrini 90 |  |  | 162 | No | 0 | 0 | 0 | 296.7875 | 0 | 0 | 9.6 | 0 | [7 empty] | 1.(c) | FENICE SP.A | Unità operativa Mirafiori | 87 | CSO Settembrini | 90 | TORINO | 10100 | 348 | 0 | 0 | 187 | n
IT | 2012 | IT330 | 2012IT330 | 2012-330 | 330 | Fenice S.p.A. | Torino - Corso Settembrini 90 |  |  | 201 | No | 0 | 0 | 0 | 790.4046 | 0 | 0 | 33 | 0 | [7 empty] | 1.(c) | FENICE SP.A | Unità operativa Mirafiori | 87 | CSO Settembrini | 90 | TORINO | 10100 | 348 | 0 | 0 | 187 | n
IT | 2012 | IT343 | 2012IT343 | 2012-343 | 343 | Iren Energia S.p.A. | Torino - Ferrucci 123/A |  |  | 281 | No | 0 | 0 | 0 | 250.02 | 0 | 0 | 8 | 0
IT | 2012 | IT324 | 2012IT324 | 2012-324 | 324 | Fenice S.p.A. | Torino - Lungo Stura Lazio 53 |  |  | 50 | No | 0 | 0 | 0 | 138.0875 | 0 | 0 | 4.922 | 0 | [7 empty] | 1.(c) | FENICE SP.A | Unità operativa Stura | 27856 | Lungo Stura Lazio | 53 | TORINO | 10100 | 0 | 0 | 0 | 0 | n
IT | 2012 | IT325 | 2012IT325 | 2012-325 | 325 | Fenice S.p.A. | Torino - Lungo Stura Lazio 53 |  |  | 57 | No | 0 | 0 | 0 | 15.7124 | 0 | 0 | 0.545 | 0 | [7 empty] | 1.(c) | FENICE SP.A | Unità operativa Stura | 27856 | Lungo Stura Lazio | 53 | TORINO | 10100 | 0 | 0 | 0 | 0 | n
IT | 2012 | IT326 | 2012IT326 | 2012-326 | 326 | Fenice S.p.A. | Torino - Lungo Stura Lazio 53 |  |  | 60 | No | 0 | 0 | 0 | 507.1895 | 0 | 0 | 19.637 | 0 | [7 empty] | 1.(c) | FENICE SP.A | Unità operativa Stura | 27856 | Lungo Stura Lazio | 53 | TORINO | 10100 | 0 | 0 | 0 | 0 | n
IT | 2012 | IT345 | 2012IT345 | 2012-345 | 345 | Iren Energia S.p.A. | Torino - Pansa n.c. |  |  | 399 | No | 0 | 0 | 0 | 505.65 | 0 | 0 | 5 | 0 | [7 empty] | 1.(c) | IREN ENERGIA S.p.A. | Centrale Termoelettrica di Torino Nord | 191764 | Strada del Pansa | SNC | TORINO | 10100 | 0 | 0 | 0 | 591 | n
IT | 2012 | IT346 | 2012IT346 | 2012-346 | 346 | Iren Energia S.p.A. | Torino - Pansa n.c. |  |  | 693 | Yes | 0 | 0 | 0 | 10058.38 | 0 | 0 | 25 | 5 | [7 empty] | 1.(c) | IREN ENERGIA S.p.A. | Centrale Termoelettrica di Torino Nord | 191764 | Strada del Pansa | SNC | TORINO | 10100 | 0 | 0 | 0 | 591 | n
IT | 2012 | IT344 | 2012IT344 | 2012-344 | 344 | Iren Energia S.p.A. | Torino - Unità d'Italia, n. 235/13 |  |  | 283 | No | 0 | 0 | 0 | 90.04 | 0 | 0 | 3 | 0
IT | 2012 | IT147 | 2012IT147 | 2012-147 | 147 | Edison SpA | Torviscosa (Udine) - Strada Zuina Sud, 1200 |  |  | 60 | No | 0 | 0 | 0 | 227.1651 | 0 | 0 | 6.59 | 0 | [7 empty] | 1.(c) | EDISON | CENTRALE TERMOELETTRICA DI TORVISCOSA | 26668 | STR DELLA ZUINA | 1200 | TORVISCOSA | 33050 | 455 | 0 | 0 | 1220 | n
IT | 2012 | IT148 | 2012IT148 | 2012-148 | 148 | Edison SpA | Torviscosa (Udine) - Strada Zuina Sud, 1200 |  |  | 692.75 | Yes | 0 | 0 | 0 | 11107.5053 | 0 | 0 | 224.5 | 0 | [7 empty] | 1.(c) | EDISON | CENTRALE TERMOELETTRICA DI TORVISCOSA | 26668 | STR DELLA ZUINA | 1200 | TORVISCOSA | 33050 | 455 | 0 | 0 | 1220 | n
IT | 2012 | IT149 | 2012IT149 | 2012-149 | 149 | Edison SpA | Torviscosa (Udine) - Strada Zuina Sud, 1200 |  |  | 692.75 | Yes | 0 | 0 | 0 | 10812.8016 | 0 | 0 | 223.5 | 0 | [7 empty] | 1.(c) | EDISON | CENTRALE TERMOELETTRICA DI TORVISCOSA | 26668 | STR DELLA ZUINA | 1200 | TORVISCOSA | 33050 | 455 | 0 | 0 | 1220 | n
IT | 2012 | IT52 | 2012IT52 | 2012-52 | 52 | BURGO GROUP spa (ex Cartiera Marchi spa) | Toscolano Maderno (Brescia) - Vespucci, 28 |  |  | 76 | No | 0 | 0 | 0 | 1270.5762 | 0 | 8 | 42.53 | 0.2 | [7 empty] | 6.(b) | BURGO GROUP S.P.A. | BURGO GROUP S.p.A. - Cartiera di Toscolano | 401 | VIA Vespucci | 28 | TOSCOLANO-MADERNO | 25088 | 0 | 0 | 0 | 0 | n
IT | 2012 | IT98 | 2012IT98 | 2012-98 | 98 | E.ON Produzione S.p.A. | TRAPANI (loc.Rilievo) (TRAPANI) - Contrada Favarotta |  |  | 291 | Yes | 0 | 0 | 0.18042 | 733.4259 | 0 | 0 | 100.38 | 0 | [7 empty] | 1.(c) | E.ON Produzione S.p.A | CENTRALE TURBOGAS DI TRAPANI | 7341 | VIA FAVAROTTA | SNC | TRAPANI | 91020 | 128 | 0 | 0 | 0 | n
IT | 2012 | IT99 | 2012IT99 | 2012-99 | 99 | E.ON Produzione S.p.A. | TRAPANI (loc.Rilievo) (TRAPANI) - Contrada Favarotta |  |  | 291 | Yes | 0 | 0 | 0 | 227.7624 | 0 | 0 | 27.82 | 0 | [7 empty] | 1.(c) | E.ON Produzione S.p.A | CENTRALE TURBOGAS DI TRAPANI | 7341 | VIA FAVAROTTA | SNC | TRAPANI | 91020 | 128 | 0 | 0 | 0 | n
IT | 2012 | IT150 | 2012IT150 | 2012-150 | 150 | Edison SpA | Trecasali (Parma) - Piazzale Zuccherificio-San Quirico, 3 |  |  | 299 | Yes | 0 | 0 | 0 | 1015.7759 | 0 | 0 | 64.68 | 0 | [7 empty] | 1.(c) | EDISON | CENTRALE TERMOELETTRICA DI SAN QUIRICO | 5003 | PLE ZUCCHERIFICIO-SAN QUIRICO | 3 | TRECASALI | 43010 | 0 | 0 | 0 | 0 | n
IT | 2012 | IT381 | 2012IT381 | 2012-381 | 381 | S.A.R.P.O.M. srl | TRECATE (NOVARA) - VIA VIGEVANO 43 |  | Refineries | 60.5 | No | 0 | 0 | 0.47921 | 0 | 145.6439 | 0.25981 | 13.9557 | 0.071834 | [7 empty] | 1.(a) | SARPOM S.R.L. | RAFFINERIA SARPOM DI TRECATE | 103 | VIA VIGEVANO | 43 | TRECATE | 28069 | 2060 | 3570 | 0 | 1060 | n
IT | 2012 | IT382 | 2012IT382 | 2012-382 | 382 | S.A.R.P.O.M. srl | TRECATE (NOVARA) - VIA VIGEVANO 43 |  | Refineries | 60.5 | No | 0 | 0 | 2.5747 | 0 | 424.3378 | 0.78599 | 40.7507 | 0.2101 | [7 empty] | 1.(a) | SARPOM S.R.L. | RAFFINERIA SARPOM DI TRECATE | 103 | VIA VIGEVANO | 43 | TRECATE | 28069 | 2060 | 3570 | 0 | 1060 | n
IT | 2012 | IT383 | 2012IT383 | 2012-383 | 383 | S.A.R.P.O.M. srl | TRECATE (NOVARA) - VIA VIGEVANO 43 |  | Refineries | 63.5 | No | 0 | 0 | 3.6264 | 0 | 598.6191 | 1.1081 | 57.4559 | 0.29623 | [7 empty] | 1.(a) | SARPOM S.R.L. | RAFFINERIA SARPOM DI TRECATE | 103 | VIA VIGEVANO | 43 | TRECATE | 28069 | 2060 | 3570 | 0 | 1060 | n
IT | 2012 | IT384 | 2012IT384 | 2012-384 | 384 | S.A.R.P.O.M. srl | TRECATE (NOVARA) - VIA VIGEVANO 43 |  | Refineries | 65.82 | No | 0 | 0 | 0 | 0 | 1355.2493 | 2.3104 | 129.6658 | 0.66611 | [7 empty] | 1.(a) | SARPOM S.R.L. | RAFFINERIA SARPOM DI TRECATE | 103 | VIA VIGEVANO | 43 | TRECATE | 28069 | 2060 | 3570 | 0 | 1060 | n
IT | 2012 | IT385 | 2012IT385 | 2012-385 | 385 | S.A.R.P.O.M. srl | TRECATE (NOVARA) - VIA VIGEVANO 43 |  | Refineries | 116 | No | 0 | 0 | 0 | 0 | 796.5895 | 1.3618 | 76.425 | 0.3926 | [7 empty] | 1.(a) | SARPOM S.R.L. | RAFFINERIA SARPOM DI TRECATE | 103 | VIA VIGEVANO | 43 | TRECATE | 28069 | 2060 | 3570 | 0 | 1060 | n
IT | 2012 | IT386 | 2012IT386 | 2012-386 | 386 | S.A.R.P.O.M. srl | TRECATE (NOVARA) - VIA VIGEVANO 43 |  | Refineries | 139.5 | No | 0 | 0 | 1556.5092 | 0 | 1751.2958 | 840.7515 | 608.1006 | 20.3686 | [7 empty] | 1.(a) | SARPOM S.R.L. | RAFFINERIA SARPOM DI TRECATE | 103 | VIA VIGEVANO | 43 | TRECATE | 28069 | 2060 | 3570 | 0 | 1060 | n
IT | 2012 | IT380 | 2012IT380 | 2012-380 | 380 | S.A.R.P.O.M. srl | TRECATE (NOVARA) - VIA VIGEVANO 43 |  |  | 143 | Yes | 0 | 0 | 27.8174 | 0 | 3468.5169 | 6.8573 | 181.4 | 1.8848 | [7 empty] | 1.(a) | SARPOM S.R.L. | RAFFINERIA SARPOM DI TRECATE | 103 | VIA VIGEVANO | 43 | TRECATE | 28069 | 2060 | 3570 | 0 | 1060 | n
IT | 2012 | IT151 | 2012IT151 | 2012-151 | 151 | Elettra Produzione s.r.l. | Trieste - Via di Servola 1 |  |  | 164 | No | 0 | 0 | 0 | 172.4874 | 929.9426 | 56.68 | 53.44 | 1.8 | [7 empty] | 1.(c) | Elettra Produzione srl | Elettra produzione srl - Centrale di Servola | 1520 | Via di Servola | 1 | TRIESTE | 34145 | 374 | 226 | 0 | 826 | n
IT | 2012 | IT152 | 2012IT152 | 2012-152 | 152 | Elettra Produzione s.r.l. | Trieste - Via di Servola 1 |  |  | 380 | Yes | 0 | 0 | 0 | 4156.8384 | 3452.0249 | 169.57 | 320.99 | 14.5 | [7 empty] | 1.(c) | Elettra Produzione srl | Elettra produzione srl - Centrale di Servola | 1520 | Via di Servola | 1 | TRIESTE | 34145 | 374 | 226 | 0 | 826 | n
IT | 2012 | IT248 | 2012IT248 | 2012-248 | 248 | ENEL PRODUZIONE S.p.A. | TRINO (VERCELLI) - LOCALITA' LERI CAVOUR |  |  | 860 | Yes | 0 | 0 | 0 | 118.038 | 0 | 0 | 6.92 | 0 | [7 empty] | 1.(c) | ENEL PRODUZIONE SPA | ENEL PRODUZIONE SPA - CENTRALE DI LERI | 93 | LOC LERI | SNC | TRINO | 13039 | 0 | 0 | 0 | 0 | n
IT | 2012 | IT249 | 2012IT249 | 2012-249 | 249 | ENEL PRODUZIONE S.p.A. | TRINO (VERCELLI) - LOCALITA' LERI CAVOUR |  |  | 860 | Yes | 0 | 0 | 0 | 99.5427 | 0 | 0 | 5.88 | 0 | [7 empty] | 1.(c) | ENEL PRODUZIONE SPA | ENEL PRODUZIONE SPA - CENTRALE DI LERI | 93 | LOC LERI | SNC | TRINO | 13039 | 0 | 0 | 0 | 0 | n
IT | 2012 | IT113 | 2012IT113 | 2012-113 | 113 | EDIPOWER SPA | TURBIGO (MILANO) - VIA ALLA CENTRALE TERMICA |  |  | 611.5 | No | 0 | 0 | 0.044758 | 39.0285 | 0 | 0.03 | 1.89 | 0.01 | [7 empty] | 1.(c) | EDIPOWER | CENTRALE TERMOELETTRICA DI TURBIGO | 318 | VIA CENTRALE TERMICA | SNC | TURBIGO | 20029 | 194 | 0 | 0 | 635 | n
IT | 2012 | IT114 | 2012IT114 | 2012-114 | 114 | EDIPOWER SPA | TURBIGO (MILANO) - VIA ALLA CENTRALE TERMICA |  |  | 765 | Yes | 0 | 0 | 0 | 5532.6388 | 0 | 0 | 95.73 | 0 | [7 empty] | 1.(c) | EDIPOWER | CENTRALE TERMOELETTRICA DI TURBIGO | 318 | VIA CENTRALE TERMICA | SNC | TURBIGO | 20029 | 194 | 0 | 0 | 635 | n
IT | 2012 | IT115 | 2012IT115 | 2012-115 | 115 | EDIPOWER SPA | TURBIGO (MILANO) - VIA ALLA CENTRALE TERMICA |  |  | 765 | Yes | 0 | 0 | 0 | 5439.4551 | 0 | 0 | 84.97 | 0 | [7 empty] | 1.(c) | EDIPOWER | CENTRALE TERMOELETTRICA DI TURBIGO | 318 | VIA CENTRALE TERMICA | SNC | TURBIGO | 20029 | 194 | 0 | 0 | 635 | n
IT | 2012 | IT116 | 2012IT116 | 2012-116 | 116 | EDIPOWER SPA | TURBIGO (MILANO) - VIA ALLA CENTRALE TERMICA |  |  | 771.5 | No | 0 | 0 | 1.7211 | 11.3214 | 0 | 0.01 | 0.72 | 0.02 | [7 empty] | 1.(c) | EDIPOWER | CENTRALE TERMOELETTRICA DI TURBIGO | 318 | VIA CENTRALE TERMICA | SNC | TURBIGO | 20029 | 194 | 0 | 0 | 635 | n
IT | 2012 | IT117 | 2012IT117 | 2012-117 | 117 | EDIPOWER SPA | TURBIGO (MILANO) - VIA ALLA CENTRALE TERMICA |  |  | 792.5 | No | 0 | 0 | 5.6717 | 270.3443 | 0 | 0.3 | 10.19 | 0.21 | [7 empty] | 1.(c) | EDIPOWER | CENTRALE TERMOELETTRICA DI TURBIGO | 318 | VIA CENTRALE TERMICA | SNC | TURBIGO | 20029 | 194 | 0 | 0 | 635 | n
IT | 2012 | IT252 | 2012IT252 | 2012-252 | 252 | ENEL PRODUZIONE S.p.A. | VENEZIA - VIA DEI CANTIERI 5 |  |  | 415 | No | 0 | 5635.6616 | 3.8636 | 558.4732 | 0 | 226 | 300 | 3.7 | [7 empty] | 1.(c) | ENEL PRODUZIONE SPA | IMPIANTO TERMOELETTRICO DI FUSINA | 640 | VIA DEI CANTIERI - MALCONTENTA | 5 | VENEZIA | 30176 | 2310 | 2010 | 0 | 4210 | n
IT | 2012 | IT253 | 2012IT253 | 2012-253 | 253 | ENEL PRODUZIONE S.p.A. | VENEZIA - VIA DEI CANTIERI 5 |  |  | 431 | No | 0 | 6451.1778 | 1.5648 | 244.207 | 0 | 198 | 312 | 3.2 | [7 empty] | 1.(c) | ENEL PRODUZIONE SPA | IMPIANTO TERMOELETTRICO DI FUSINA | 640 | VIA DEI CANTIERI - MALCONTENTA | 5 | VENEZIA | 30176 | 2310 | 2010 | 0 | 4210 | n
IT | 2012 | IT254 | 2012IT254 | 2012-254 | 254 | ENEL PRODUZIONE S.p.A. | VENEZIA - VIA DEI CANTIERI 5 |  |  | 431 | No | 0 | 0 | 0 | 0 | 0 | 0 | 0 | 0 | [7 empty] | 1.(c) | ENEL PRODUZIONE SPA | IMPIANTO TERMOELETTRICO DI FUSINA | 640 | VIA DEI CANTIERI - MALCONTENTA | 5 | VENEZIA | 30176 | 2310 | 2010 | 0 | 4210 | n
IT | 2012 | IT255 | 2012IT255 | 2012-255 | 255 | ENEL PRODUZIONE S.p.A. | VENEZIA - VIA DEI CANTIERI 5 |  |  | 1586 | No | 0 | 33119.4254 | 8.9237 | 743.297 | 0 | 1588 | 1676 | 16 | [7 empty] | 1.(c) | ENEL PRODUZIONE SPA | IMPIANTO TERMOELETTRICO DI FUSINA | 640 | VIA DEI CANTIERI - MALCONTENTA | 5 | VENEZIA | 30176 | 2310 | 2010 | 0 | 4210 | n
IT | 2012 | IT260 | 2012IT260 | 2012-260 | 260 | ENI | VENEZIA - Via dei Petroli 4 |  |  | 95.5 | Yes | 0 | 0 | 0 | 0 | 1773.927 | 9.2 | 187 | 6.5 | [7 empty] | 1.(a) | ENI S.P.A. | Raffineria di Venezia | 626 | Via dei Petroli | 4 | VENEZIA | 30175 | 869 | 1320 | 0 | 522 | n
IT | 2012 | IT259 | 2012IT259 | 2012-259 | 259 | ENI | VENEZIA - Via dei Petroli 4 |  | Refineries | 383.6 | No | 0 | 0 | 3344.731 | 0 | 2734.2329 | 1308 | 682 | 96.2 | [7 empty] | 1.(a) | ENI S.P.A. | Raffineria di Venezia | 626 | Via dei Petroli | 4 | VENEZIA | 30175 | 869 | 1320 | 0 | 522 | n
IT | 2012 | IT362 | 2012IT362 | 2012-362 | 362 | Versalis S.p.A | Venezia - Via della chimica, 5 |  |  | 58.14 | No | 0 | 0 | 0 | 0 | 506.6507 | 0.016459 | 28.1826 | 0.12961 | [7 empty] | 4.(a) | versalis S.p.A | Stabilimento di P.to Marghera | 634 | VIA DELLA CHIMICA | 5 | VENEZIA | 30176 | 834 | 0 | 0 | 780 | n
IT | 2012 | IT363 | 2012IT363 | 2012-363 | 363 | Versalis S.p.A | Venezia - Via della chimica, 5 |  |  | 139 | No | 0 | 0 | 445.2268 | 346.4297 | 160.7931 | 9.54 | 63.57 | 1.16 | [7 empty] | 4.(a) | versalis S.p.A | Stabilimento di P.to Marghera | 634 | VIA DELLA CHIMICA | 5 | VENEZIA | 30176 | 834 | 0 | 0 | 780 | n
IT | 2012 | IT364 | 2012IT364 | 2012-364 | 364 | Versalis S.p.A | Venezia - Via della chimica, 5 |  |  | 139 | No | 0 | 0 | 1057.8516 | 726.8877 | 351.9296 | 29.33 | 108.66 | 11.77 | [7 empty] | 4.(a) | versalis S.p.A | Stabilimento di P.to Marghera | 634 | VIA DELLA CHIMICA | 5 | VENEZIA | 30176 | 834 | 0 | 0 | 780 | n
IT | 2012 | IT250 | 2012IT250 | 2012-250 | 250 | ENEL PRODUZIONE S.p.A. | VENEZIA - VIA DELL'ELETTRICITA' 23 |  |  | 210 | No | 0 | 405.8409 | 18.5628 | 0 | 0 | 39 | 53 | 0.2 | [7 empty] | 1.(c) | ENEL PRODUZIONE SPA | IMPIANTO TERMOELETTRICO DI PORTO MARGHERA - VB DI FUSINA | 639 | VIA DELL'ELETTRICITA' | 23 | VENEZIA | 30175 | 0 | 0 | 0 | 0 | n
IT | 2012 | IT251 | 2012IT251 | 2012-251 | 251 | ENEL PRODUZIONE S.p.A. | VENEZIA - VIA DELL'ELETTRICITA' 23 |  |  | 210 | No | 0 | 117.7578 | 9.2151 | 0 | 0 | 12 | 16 | 0.1 | [7 empty] | 1.(c) | ENEL PRODUZIONE SPA | IMPIANTO TERMOELETTRICO DI PORTO MARGHERA - VB DI FUSINA | 639 | VIA DELL'ELETTRICITA' | 23 | VENEZIA | 30175 | 0 | 0 | 0 | 0 | n
IT | 2012 | IT26 | 2012IT26 | 2012-26 | 26 | Acetati S.p.A. | Verbania (Verbano Cusio Ossola) - Viale Azari, 110 |  |  | 88 | No | [8 empty] | closed | [6 empty] | 4.(a) | Plastipak Italia Preforme S.r.l. | Plastipak Italia Preforme S.r.l. | 27972 | Azari | 110 | VERBANIA | 28922 | 0 | 0 | 0 | 0 | m
IT | 2012 | IT31 | 2012IT31 | 2012-31 | 31 | Alpiq Vercelli S.r.l. | Vercelli - Via Ettore Ara 48 |  |  | 106 | Yes | 0 | 0 | 0 | 1936.751 | 0 | 0 | 17 | 0 | [7 empty] | 1.(c) | Alpiq Italia | Alpiq Vercelli S.r.l. | 27380 | VIA Ettore Ara | 48 | VERCELLI | 13100 | 0 | 0 | 0 | 108 | n
IT | 2012 | IT27 | 2012IT27 | 2012-27 | 27 | AGSM Verona Spa | Verona - Viale Caduti del Lavoro,4 |  |  | 63.18 | Yes | 0 | 0 | 0 | 1326.0923 | 0 | 0 | 127.2 | 0 | [7 empty] | 1.(c) | AGSM VERONA S.P.A. | Centrale di Cogenerazione di Borgo Trento | 573 | VLE Caduti del Lavoro | 4 | VERONA | 37100 | 138 | 0 | 0 | 0 | n
IT | 2012 | IT333 | 2012IT333 | 2012-333 | 333 | GEVER SpA | Verzuolo (Cuneo) - Via Roma, 26 |  |  | 138 | Yes | 0 | 0 | 0 | 3533.5451 | 0 | 0 | 54.02 | 0 | [7 empty] | 1.(c) | GEVER SPA | CENTRALE TERMOELETTRICA DI VERZUOLO | 115 | VIA ROMA | 26 | VERZUOLO | 12039 | 145 | 0 | 0 | 426 | n
IT | 2012 | IT334 | 2012IT334 | 2012-334 | 334 | GEVER SpA | Verzuolo (Cuneo) - Via Roma, 26 |  |  | 138 | Yes | 0 | 0 | 0 | 3332.0652 | 0 | 0 | 45.91 | 0 | [7 empty] | 1.(c) | GEVER SPA | CENTRALE TERMOELETTRICA DI VERZUOLO | 115 | VIA ROMA | 26 | VERZUOLO | 12039 | 145 | 0 | 0 | 426 | n
IT | 2012 | IT256 | 2012IT256 | 2012-256 | 256 | eni s.p.a. divisione exploration & production | Viggiano (Potenza) - Contrada Cembrina |  |  | 56 | No | 0 | 0 | 0 | 1068.6647 | 0 | 0.27 | 44.88 | 3.29 | [7 empty] | 3.(a) | ENI S.P.A. | Centro Olio Val D’Agri | 7133 | CNT CEMBRINA - ZONA INDUSTRIALE VIGGIANO | SNC | VIGGIANO | 85059 | 212 | 1860 | 0 | 358 | n
IT | 2012 | IT257 | 2012IT257 | 2012-257 | 257 | eni s.p.a. divisione exploration & production | Viggiano (Potenza) - Contrada Cembrina |  |  | 56 | No | 0 | 0 | 0 | 1060.1456 | 0 | 0.27 | 46.7448 | 3.26 | [7 empty] | 3.(a) | ENI S.P.A. | Centro Olio Val D’Agri | 7133 | CNT CEMBRINA - ZONA INDUSTRIALE VIGGIANO | SNC | VIGGIANO | 85059 | 212 | 1860 | 0 | 358 | n
IT | 2012 | IT57 | 2012IT57 | 2012-57 | 57 | BURGO GROUP SPA | VILLORBA (TREVISO) - VIA ROMA N. 212 |  |  | 70.8 | Yes | 0 | 0 | 0 | 1244.2917 | 0 | 2.7 | 54.716 | 0.07 | [7 empty] | 6.(b) | BURGO GROUP S.P.A. | Cartiera di Villorba | 623 | VIA Roma | 212 | VILLORBA | 31020 | 0 | 0 | 0 | 0 | n
IT | 2012 | IT473 | 2012IT473 | 2012-473 | 473 | Voghera Energia S.p.A. | Voghera (Pavia) - Via Einstein Albert, 24 |  |  | 729.3 | Yes | 0 | 0 | 0 | 13054.1299 | 0 | 0 | 227.3244 | 0 | [7 empty] | 1.(c) | VOGHERA ENERGIA S.P.A. | VOGHERA ENERGIA S.p.A | 27656 | VIA Einstein Albert | 24 | VOGHERA | 27058 | 234 | 0 | 0 | 742 | n
[39 empty] | 457 | total
[39 empty] | 2 | p
[39 empty] | 406 | n
[39 empty] | 5 | m
[39 empty] | 7 | l
Note on U2: Ioanna Kourti: Comments prefixed with "AMEC" are comments by AMEC.
Note on Z2: Ioanna Kourti: Notes in this column which state a pollutant indicate that the ELVs for that pollutants do not apply until the specified date.

## LT
[28 empty] | E-PRTR | [10 empty] | method (p=postal code, n=plants'/facilities' names and addresses, m=manually, l=same linkage as for 2008 data)
MS | Year | Master LCP ID | Unique ID | ID per MS | Plant Number | Plant name | Plant location | Status of the plant | Sector | MWth | Gas turbine | Biomass (TJ) | Other solid fuels (TJ) | Liquid fuels (TJ) | Natural gas (TJ) | Other gases (TJ) | SO2 (t) | NOx (t) | Dust (t) | Further explanations or comments by MS | NERP | TNP | IED Article 33 potential opt-outs | Small isolated systems | Accession Treaty | Currently closed? - Year of closure if known | ActivityCode | ParentCompanyName | FacilityName | FacilityID | StreetName | BuildingNumber | City | PostalCode | NOX(t) | SOX(t) | PM10(t) | CO2(kt)
LT | 2012 | LT1 | 2012LT1 | 2012-1 | 1 | Lithuanian electric power station | Elektrines str. 21, LT-26108 Elektrėnai |  | ESI | 4620 |  |  |  | 4548.1477 | 10159.5264 |  | 152.726 | 745.84 | 5.898 | [7 empty] | 1.(c) | Akcinė bendrovė LIETUVOS ELEKTRINĖ | AB "Lietuvos elektrinė" | 22 | Elektrinės gatvė | 21 | Elektrėnai | LT-26108 | 746 | 153 | 0 | 919 | p
LT | 2012 | LT2 | 2012LT2 | 2012-2 | 2 | Alytus DB | Pramones str. 9, LT-62175 Alytus |  | District heating | 350.7 |  | 431.699 |  |  | 721.2256 |  | 0.001 | 51.778 | 0.834
LT | 2012 | LT3 | 2012LT3 | 2012-3 | 3 | Druskininkai DB | Pramones str. 7, LT-66181 Druskininkai |  | District heating | 124.2 |  |  |  | 1.1166 | 468.0898 |  | 0.29 | 37.35 | 1.059
LT | 2012 | LT4 | 2012LT4 | 2012-4 | 4 | Kaunas electric power station | Taikos pr. 147, LT-51142 Kaunas |  | CHP | 1544 |  |  |  |  | 7098.105 |  | 39.558 | 495.021 | 0.596 | [7 empty] | 1.(c) | UAB "Energijos sistemų servisas" | Kauno elektrine | 3 | Taikos prospektas | 147 | Kaunas | LT-51142 | 495 | 0 | 0 | 396 | p
LT | 2012 | LT5 | 2012LT5 | 2012-5 | 5 | Petrašiūnai electric power station | Jegaines str. 12, LT-52489 Kaunas |  | CHP | 412 |  |  |  |  | 58.3397 |  | 0 | 1.776 | 0
LT | 2012 | LT6 | 2012LT6 | 2012-6 | 6 | Kėdainiai DB | J. Basanaviciaus str. 97, LT-57352 Kedainiai |  | District heating | 58.15 |  |  |  |  | 11.7577 |  | 0 | 1.182 | 0
LT | 2012 | LT7 | 2012LT7 | 2012-7 | 7 | Klaipėda electric power station | Danes str. 8, LT-92109 Klaipeda |  | CHP | 234.01 |  |  |  | 20.1339 | 1081.0747 |  | 61.353 | 24.42 | 2.853
LT | 2012 | LT8 | 2012LT8 | 2012-8 | 8 | Klaipėda DB | Silutes pl. 26, LT-91177 Klaipeda |  | District heating | 296.9 |  |  |  | 69.4051 | 708.3455 |  | 25.617 | 46.84 | 0.454
LT | 2012 | LT9 | 2012LT9 | 2012-9 | 9 | Mažeikiai electric power station | Juodeikiai, LT-89467 Mazeikiai district |  | CHP | 1394.4 |  |  |  | 3037.7917 |  | 973.6 | 1584.4714 | 366.7189 | 44.1944 | [7 empty] | 1.(a) | Akcinė bendrovė "ORLEN Lietuva" | Akcinė bendrovė "ORLEN Lietuva" | 18 | N/A |  | Juodeikiai | LT-89467 | 1360 | 10700 | 281 | 0 | p
LT | 2012 | LT10 | 2012LT10 | 2012-10 | 10 | Vilnius electric power station No.2 | Savanoriu pr. 117/2, LT-03150 Vilnius |  | CHP | 940 |  | 2090.706 |  | 0.63632 | 6546.0753 |  | 0.275 | 288.379 | 0.086 | [7 empty] | 1.(c) | UAB "VILNIAUS ENERGIJA" | Termofikacinė elektrinė Nr. 2 (E-2) | 24 | Elektrinės gatvė | 2 | Vilnius | LT-02300 | 288 | 0 | 0 | 362 | l
LT | 2012 | LT11 | 2012LT11 | 2012-11 | 11 | Vilnius electric power station No.3 | Jocioniu str. 13, LT-02300 Vilnius |  | CHP | 1128 |  |  |  | 962.4738 | 3955.3529 |  | 734.681 | 267.734 | 25.136 | [7 empty] | 1.(c) | UAB "VILNIAUS ENERGIJA" | Termofikacinė elektrinė Nr. 3 (E-3) | 23 | Jočionių gatvė | 13 | Vilnius | LT-02300 | 268 | 735 | 0 | 297 | p
LT | 2012 | LT12 | 2012LT12 | 2012-12 | 12 | Pietinė DB | Pramones str. 10, LT-78502, Siauliai |  | District heating | 303.403 |  | 418.0903 |  | 10.1414 | 1162.2346 |  | 4.848 | 77.578 | 5.576
LT | 2012 | LT13 | 2012LT13 | 2012-13 | 13 | Panevėžys DB-1 | Pusaloto str. 191, LT-35100 Panevezys |  | District heating | 127.95 |  | 438.9006 |  | 3.7662 | 496.5182 |  | 5.137 | 107.888 | 2.634 | [7 empty] | 1.(c) | AB "PANEVĖŽIO ENERGIJA" | Panevėžio RK-1 | 159204 | Pušaloto gatvė | 191A | Panevėžys | LT-35100 | 108 | 0 | 0 | 0 | p
LT | 2012 | LT14 | 2012LT14 | 2012-14 | 14 | Panevėžys DB-2 | Senamiescio str. 113, LT-35114 Panevezys |  | District heating | 140.6 |  |  |  | 1.7807 | 375.0126 |  | 0.702 | 13.492 | 0.022 | [7 empty] | 1.(c) | AB "PANEVĖŽIO ENERGIJA" | Panevėžio elektrinė | 40488 | Senamiesčio gatvė | 113 | Panevėžys | LT-35114 | 0 | 0 | 0 | 0 | p
LT | 2012 | LT15 | 2012LT15 | 2012-15 | 15 | Mažeikiai DB | Montuotoju str. 7, LT-89101 Mazeikiai |  | District heating | 134.15 |  | 580.7024 |  |  | 100.8553 |  | 0 | 32.039 | 6.062
LT | 2012 | LT16 | 2012LT16 | 2012-16 | 16 | Marijampolė DB | Gamyklu str. 8, LT-68500 Marijampole |  | District heating | 245.9 |  | 101.2413 |  | 6.6005 | 1369.3559 |  | 0 | 48.442 | 28.182
LT | 2012 | LT17 | 2012LT17 | 2012-17 | 17 | Utena DB | Pramones str. 11, LT-28216 Utena |  | District heating | 94.7 |  | 521.375 |  | 3.6191 | 160.0822 |  | 3.376 | 69.953 | 15.073 | [7 empty] | 8.(b).(i) | UAB "Utenos mėsa" | UAB "Utenos mėsa" | 40533 | Pramonės gatvė | 4 | Utena | LT-28216 | 0 | 0 | 0 | 0 | p
LT | 2012 | LT18 | 2012LT18 | 2012-18 | 18 | Lypkiai DB | Lypkiu str. 57, LT-94100 Klaipeda |  | District heating | 131.1 |  |  | 0 |  | 704.3866 |  | 0 | 35.1921 | 0
LT | 2012 | LT19 | 2012LT19 | 2012-19 | 19 | Panevėžys electric power station | Senamiescio str. 113, LT-35114 Panevezys |  | CHP | 67 | Yes |  |  |  | 880.567 |  | 0 | 63.31 | 0 | [7 empty] | 1.(c) | AB "PANEVĖŽIO ENERGIJA" | Panevėžio elektrinė | 40488 | Senamiesčio gatvė | 113 | Panevėžys | LT-35114 | 0 | 0 | 0 | 0 | p
LT | 2012 | LT20 | 2012LT20 | 2012-20 | 20 | Klaipėdos nafta | Buriu str. 19, LT-91003 Klaipeda |  | CHP | 100 |  |  | 0 |  | 436.8436 |  | 0 | 13.357 | 0 | [7 empty] | 5.(a) | Akcinė bendrovė "Klaipėdos nafta" | AB "Klaipėdos nafta" | 40527 | Burių gatvė | 19 | Klaipėda | LT-92276 | 0 | 0 | 0 | 0 | n
LT | 2012 | LT21 | 2012LT21 | 2012-21 | 21 | Ateities DB-8 | Ateities str. 12, LT-08303 Vilnius |  | District heating | 261 |  |  |  |  | 44.7092 |  | 0 | 1.865 | 0.031 | [7 empty] | 1.(c) | UAB "VILNIAUS ENERGIJA" | Ateities rajoninė katilinė Nr. 8 (RK-8) | 40511 | Ateities gatvė | 12 | Vilnius | LT-02300 | 0 | 0 | 0 | 0 | n
LT | 2012 | LT22 | 2012LT22 | 2012-22 | 22 | Jonava DB | Klaipedos str. 8, LT-55169 Jonava |  | District heating | 80.53 |  |  |  |  | 524.2942 |  |  | 52.649 | 0.469
LT | 2012 | LT23 | 2012LT23 | 2012-23 | 23 | SC „Mažeikių nafta“, Installation No. 006 | Juodeikiai, LT-89467 Mazeikiai district |  | Refineries | 498.758 |  |  |  | 1496.5451 |  | 8373.85 | 1240.1323 | 483.9132 | 39.6627 | [7 empty] | 1.(a) | Akcinė bendrovė "ORLEN Lietuva" | Akcinė bendrovė "ORLEN Lietuva" | 18 | N/A |  | Juodeikiai | LT-89467 | 1360 | 10700 | 281 | 0 | p
LT | 2012 | LT24 | 2012LT24 | 2012-24 | 24 | SC „Mažeikių nafta“, Installation No. 001 | Juodeikiai, LT-89467 Mazeikiai district |  | Refineries | 438.038 |  |  |  | 267.6123 |  | 4243.45 | 150.4452 | 147.6981 | 2.2967 | [7 empty] | 1.(a) | Akcinė bendrovė "ORLEN Lietuva" | Akcinė bendrovė "ORLEN Lietuva" | 18 | N/A |  | Juodeikiai | LT-89467 | 1360 | 10700 | 281 | 0 | p
LT | 2012 | LT25 | 2012LT25 | 2012-25 | 25 | Visagino energija | Karlai, Visaginas district |  | District heating | 371.33 |  |  |  | 133.7406 | 1109.0646 |  | 68.913 | 315.635 | 1.143
LT | 2012 | LT26 | 2012LT26 | 2012-26 | 26 | Ignalina NPP | Drūkšiniai, LT-31500, Visaginas distr. |  | District heating | 100.8 |  |  |  | 0.88909 | 102.779 |  |  | 7.227
LT | 2012 | LT27 | 2012LT27 | 2012-27 | 27 | Danisco sugar Kėdainiai | Pramonés g. 6, 57500 Kėdainiai |  | Other (non refineries) | 118 |  |  | 28.2113 |  | 558 |  |  | 44.658 | [8 empty] | 8.(b).(ii) | Akcinė bendrovė "Nordic Sugar Kėdainiai" | Akcinė bendrovė "Nordic Sugar Kėdainiai" | 63 | Pramonės gatvė | 6 | Kėdainiai | LT-57500 | 0 | 0 | 0 | 0 | p
[39 empty] | 27 | total
[39 empty] | 11 | p
[39 empty] | 2 | n
[39 empty] | 0 | m
[39 empty] | 1 | l
Note on U2: Ioanna Kourti: Comments prefixed with "AMEC" are comments by AMEC.
Note on Z2: Ioanna Kourti: Notes in this column which state a pollutant indicate that the ELVs for that pollutants do not apply until the specified date.

## LU
[28 empty] | E-PRTR | [10 empty] | method (p=postal code, n=plants'/facilities' names and addresses, m=manually, l=same linkage as for 2008 data)
MS | Year | Master LCP ID | Unique ID | ID per MS | Plant Number | Plant name | Plant location | Status of the plant | Sector | MWth | Gas turbine | Biomass (TJ) | Other solid fuels (TJ) | Liquid fuels (TJ) | Natural gas (TJ) | Other gases (TJ) | SO2 (t) | NOx (t) | Dust (t) | Further explanations or comments by MS | NERP | TNP | IED Article 33 potential opt-outs | Small isolated systems | Accession Treaty | Currently closed? - Year of closure if known | ActivityCode | ParentCompanyName | FacilityName | FacilityID | StreetName | BuildingNumber | City | PostalCode | NOX(t) | SOX(t) | PM10(t) | CO2(kt)
LU | 2012 | LU1 | 2012LU1 | 2012-1 | 1 | Twinerg | Esch-sur-Alzette | Art 4(3) - existing plants | CHP | 350 | Yes |  |  |  | 13613.016 |  | 4.077 | 331.132 | 0.047 | Source: ETS & PRTR, also includes boilers | [6 empty] | 1.(c) | Twinerg | Twinerg | 14381 | route d'Ehlerange | 201 | Esch-sur-Alzette | 4108 | 331 | 0 | 0 | 774 | n
[39 empty] | 1 | total
[39 empty] | 0 | p
[39 empty] | 1 | n
[39 empty] | 0 | m
[39 empty] | 0 | l
Note on U2: Ioanna Kourti: Comments prefixed with "AMEC" are comments by AMEC.
Note on Z2: Ioanna Kourti: Notes in this column which state a pollutant indicate that the ELVs for that pollutants do not apply until the specified date.

## LV
[28 empty] | E-PRTR | [10 empty] | method (p=postal code, n=plants'/facilities' names and addresses, m=manually, l=same linkage as for 2008 data)
MS | Year | Master LCP ID | Unique ID | ID per MS | Plant Number | Plant name | Plant location | Status of the plant | Sector | MWth | Gas turbine | Biomass (TJ) | Other solid fuels (TJ) | Liquid fuels (TJ) | Natural gas (TJ) | Other gases (TJ) | SO2 (t) | NOx (t) | Dust (t) | Further explanations or comments by MS | NERP | TNP | IED Article 33 potential opt-outs | Small isolated systems | Accession Treaty | Currently closed? - Year of closure if known | ActivityCode | ParentCompanyName | FacilityName | FacilityID | StreetName | BuildingNumber | City | PostalCode | NOX(t) | SOX(t) | PM10(t) | CO2(kt)
LV | 2012 | LV1 | 2012LV1 | 2012-1 | 1 | Cesu siltumtikli | Rupniecibas iela 13, Cesis | Art 4(3) - existing plants | District heating | 54.2 | No | 0 | 0 | 0 | 139.151 | 0 | 0 | 11.908 | 0
LV | 2012 | LV2 | 2012LV2 | 2012-2 | 2 | Daugavpils siltumtikli nr.1 | 18.novembra iela 2, Daugavpils | Art 4(3) - existing plants | District heating | 143.05 | No | 0 | 0 | 0 | 577.422 | 0 | 0 | 33.995 | 0 | [7 empty] | 1.(c) | PAS "Daugavpils siltumtīkli" | PAS "Daugavpils siltumtīkli" Siltumcentrāle Nr. 1 | 177119 | 18. Novembra iela | 2 | Daugavpils | LV-5401 | 0 | 0 | 0 | 0 | n
LV | 2012 | LV3 | 2012LV3 | 2012-3 | 3 | Daugavpils siltumtikli nr.2 | Silikatu iela 8, Daugavpils | Art 4(3) - existing plants | District heating | 137.22 | No | 0 | 0 | 0 | 398.916 | 0 | 0 | 20.1 | 0 | [7 empty] | 1.(c) | PAS "Daugavpils siltumtīkli" | PAS "Daugavpils siltumtīkli" Siltumcentrāle Nr. 1 | 177119 | 18. Novembra iela | 2 | Daugavpils | LV-5401 | 0 | 0 | 0 | 0 | n
LV | 2012 | LV4 | 2012LV4 | 2012-4 | 4 | Daugavpils siltumtikli nr.3 | Mendelejeva iela 13a, Daugavpils | Art 4(3) - existing plants | District heating | 248.89 | No | 0 | 0 | 0 | 470.602 | 0 | 0 | 23.317 | 0 | [7 empty] | 1.(c) | PAS "Daugavpils siltumtīkli" | PAS "Daugavpils siltumtīkli" Siltumcentrāle Nr. 1 | 177119 | 18. Novembra iela | 2 | Daugavpils | LV-5401 | 0 | 0 | 0 | 0 | n
LV | 2012 | LV5 | 2012LV5 | 2012-5 | 5 | Fortum Jelgava | Ganibu iela 71, Jelgava | Art 4(3) - existing plants | District heating | 114.75 | No | 0 | 0 | 0 | 448.65 | 0 | 0 | 37.72 | 0 | [7 empty] | 1.(c) | 'FORTUM JELGAVA' SIA | 'FORTUM JELGAVA' SIA katlu māja Ganību ielā 71 | 181979 | Ganību iela | 71 | Jelgava | LV-3007 | 116 | 0 | 0 | 0 | n
LV | 2012 | LV6 | 2012LV6 | 2012-6 | 6 | Jurmalas siltums, Kauguri | Libiesu iela 9, Jurmala | Art 4(3) - existing plants | District heating | 82.39 | No | 0 | 0 | 0 | 407.526 | 0 | 0 | 46.0942 | 0
LV | 2012 | LV7 | 2012LV7 | 2012-7 | 7 | Rezeknes siltumtikli | N.Rancana iela 5, Rezekne | Art 4(3) - existing plants | District heating | 81.2 | No | 0 | 0 | 12.799 | 128.0218 | 0 | 6.11 | 24.47 | 0.063 | [7 empty] | 1.(c) | 'RĒZEKNES SILTUMTĪKLI' AS | 'RĒZEKNES SILTUMTĪKLI' AS Rīgas ielā | 181980 | Rīgas iela | 1 | Rēzekne | LV-4601 | 0 | 0 | 0 | 0 | n
LV | 2012 | LV8 | 2012LV8 | 2012-8 | 8 | Latvenergo TEC1 | Viskalu iela 16, Riga | Art 4(2) - new-new plants | CHP | 179 | Yes | 0 | 0 | 0 | 1466.131 | 0 | 0 | 47 | 0 | [7 empty] | 1.(c) | 'LATVENERGO; AS | 'LATVENERGO; AS, TEC-1 | 10350 | Viskaļu iela | 16 | Rīga | LV-1026 | 151 | 0 | 0 | 282 | n
LV | 2012 | LV9 | 2012LV9 | 2012-9 | 9 | Latvenergo TEC1 | Viskalu iela 16, Riga | Art 4(2) - new-new plants | CHP | 179 | Yes | 0 | 0 | 0 | 1180.432 | 0 | 0 | 43 | 0 | [7 empty] | 1.(c) | 'LATVENERGO; AS | 'LATVENERGO; AS, TEC-1 | 10350 | Viskaļu iela | 16 | Rīga | LV-1026 | 151 | 0 | 0 | 282 | n
LV | 2012 | LV10 | 2012LV10 | 2012-10 | 10 | Latvenergo TEC1 | Viskalu iela 16, Riga | Art 4(2) - new-new plants | District heating | 258 | No | 0 | 0 | 0 | 1488.603 | 0 | 0 | 37 | 0 | [7 empty] | 1.(c) | 'LATVENERGO; AS | 'LATVENERGO; AS, TEC-1 | 10350 | Viskaļu iela | 16 | Rīga | LV-1026 | 151 | 0 | 0 | 282 | n
LV | 2012 | LV11 | 2012LV11 | 2012-11 | 11 | Latvenergo TEC1 | Viskalu iela 16, Riga | Art 4(2) - new-new plants | District heating | 129 | No | 0 | 0 | 0 | 983.407 | 0 | 0 | 24.05 | 0 | [7 empty] | 1.(c) | 'LATVENERGO; AS | 'LATVENERGO; AS, TEC-1 | 10350 | Viskaļu iela | 16 | Rīga | LV-1026 | 151 | 0 | 0 | 282 | n
LV | 2012 | LV12 | 2012LV12 | 2012-12 | 12 | Latvenergo TEC2 | Acone, Salaspils novads, Rigas rajons | Art 4(3) - existing plants | CHP | 1464.2 | No | 0 | 0 | 0 | 2998.229 | 0 | 0 | 179.83 | 0 | [7 empty] | 2.(e).(ii) | SIA Dīlers | 'DĪLERS' SIA, metāllūžņu sav.punkts | 177120 | Salaspils rajons, Acone, Granīta iela | 31/5 | Rīgas rajons | LV-2119 | 0 | 0 | 0 | 0 | m
LV | 2012 | LV13 | 2012LV13 | 2012-13 | 13 | Latvenergo TEC2 | Acone, Salaspils novads, Rigas rajons | Art 4(2) - new-new plants | CHP | 802 | Yes | 0 | 0 | 0 | 7606.888 | 0 | 0 | 199.08 | 0 | [7 empty] | 2.(e).(ii) | SIA Dīlers | 'DĪLERS' SIA, metāllūžņu sav.punkts | 177120 | Salaspils rajons, Acone, Granīta iela | 31/5 | Rīgas rajons | LV-2119 | 0 | 0 | 0 | 0 | m
LV | 2012 | LV14 | 2012LV14 | 2012-14 | 14 | Liepajas energija | Kaiju iela 33, Liepaja | Art 4(3) - existing plants | District heating | 126 | No | 0 | 0 | 0 | 345.991 | 0 | 0 | 31.219 | 0 | [7 empty] | 1.(c) | 'LIEPĀJAS ENERĢIJA' SIA | 'LIEPĀJAS ENERĢIJA' SIA, TEC | 10991 | Kaiju iela | 33 | Liepāja | LV-3401 | 0 | 0 | 0 | 0 | n
LV | 2012 | LV15 | 2012LV15 | 2012-15 | 15 | Rigas siltums, Imanta | Kurzemes prospekts 17, Riga | Art 4(3) - existing plants | District heating | 375.3 | No | 0 | 0 | 0.953 | 2022.728 | 0 | 0.00019 | 107.502 | 0.006 | [7 empty] | 1.(c) | 'RĪGAS SILTUMS; AS | 'RĪGAS SILTUMS; AS, SC 'IMANTA' | 8585 | Kurzemes prospekts | 17 | Rīga | LV-1067 | 181 | 0 | 0 | 164 | n
LV | 2012 | LV16 | 2012LV16 | 2012-16 | 16 | Rigas siltums, Imanta | Kurzemes prospekts 17, Riga | Art 4(2) - new-new plants | CHP | 111.6 | Yes | 0 | 0 | 0 | 927.485 | 0 | 0 | 71.707 | 0 | [7 empty] | 1.(c) | 'RĪGAS SILTUMS; AS | 'RĪGAS SILTUMS; AS, SC 'IMANTA' | 8585 | Kurzemes prospekts | 17 | Rīga | LV-1067 | 181 | 0 | 0 | 164 | n
LV | 2012 | LV17 | 2012LV17 | 2012-17 | 17 | Rigas siltums, Zasulauks | Kandavas iela 16, Riga | Art 4(3) - existing plants | District heating | 250 | No | 0 | 0 | 0 | 42.874 | 0 | 0 | 4.236 | 0 | [7 empty] | 1.(c) | 'RĪGAS SILTUMS' AS | 'RĪGAS SILTUMS' AS, SC 'Zasulauks' | 191904 | Kandavas iela | 16 | Rīga | LV-1083 | 0 | 0 | 0 | 0 | n
LV | 2012 | LV18 | 2012LV18 | 2012-18 | 18 | Rigas siltums, Ziepniekkalns | Tiraines iela 5a, Riga | Art 4(1) - old-new plants | District heating | 75.8 | No | 0 | 0 | 0 | 408.776 | 0 | 0 | 24.57 | 0 | [7 empty] | 1.(c) | 'RĪGAS SILTUMS' AS | 'RĪGAS SILTUMS' AS, SC 'ZIEPNIEKKALNS' | 191905 | Tīraines iela | 5a | Rīga | LV-1058 | 0 | 0 | 0 | 0 | n
[39 empty] | 18 | total
[39 empty] | 0 | p
[39 empty] | 14 | n
[39 empty] | 2 | m
[39 empty] | 0 | l
Note on U2: Ioanna Kourti: Comments prefixed with "AMEC" are comments by AMEC.
Note on Z2: Ioanna Kourti: Notes in this column which state a pollutant indicate that the ELVs for that pollutants do not apply until the specified date.

## MT
[28 empty] | E-PRTR | [10 empty] | method (p=postal code, n=plants'/facilities' names and addresses, m=manually, l=same linkage as for 2008 data)
MS | Year | Master LCP ID | Unique ID | ID per MS | Plant Number | Plant name | Plant location | Status of the plant | Sector | MWth | Gas turbine | Biomass (TJ) | Other solid fuels (TJ) | Liquid fuels (TJ) | Natural gas (TJ) | Other gases (TJ) | SO2 (t) | NOx (t) | Dust (t) | Further explanations or comments by MS | NERP | TNP | IED Article 33 potential opt-outs | Small isolated systems | Accession Treaty | Currently closed? - Year of closure if known | ActivityCode | ParentCompanyName | FacilityName | FacilityID | StreetName | BuildingNumber | City | PostalCode | NOX(t) | SOX(t) | PM10(t) | CO2(kt)
MT | 2012 | MT1 | 2012MT1 | 2012-1 | 1 | MPS1 | Marsa Power Station, Enemalta Corporation, Church Wharf, Marsa MRS 1000, Malta | Art 4(3) - existing plants | ESI | 240 | No | 0 | 0 | 1500.5788 | 0 | 0 | 512.091 | 217.775 | 35.595 | Plant not covered by Article 15(3) reporting obligation | [6 empty] | 1.(c) | ENEMALTA CORPORATION | MARSA POWER STATION | 14408 | CHURCH WHARF | - | MARSA | MRS 1000 | 2130 | 4190 | 244 | 992 | p
MT | 2012 | MT2 | 2012MT2 | 2012-2 | 2 | MPS2 | Marsa Power Station, Enemalta Corporation, Church Wharf, Marsa MRS 1000, Malta | Art 4(3) - existing plants | ESI | 240 | No | 0 | 0 | 2675.3652 | 0 | 0 | 893.407 | 438.352 | 49.314 | Plant not covered by Article 15(3) reporting obligation | [6 empty] | 1.(c) | ENEMALTA CORPORATION | MARSA POWER STATION | 14408 | CHURCH WHARF | - | MARSA | MRS 1000 | 2130 | 4190 | 244 | 992 | p
MT | 2012 | MT3 | 2012MT3 | 2012-3 | 3 | MPS3 | Marsa Power Station, Enemalta Corporation, Church Wharf, Marsa MRS 1000, Malta | Art 4(3) - existing plants | ESI | 230.3 | No | 0 | 0 | 3380.7928 | 0 | 0 | 1104.449 | 643.167 | 53.733 | Plant not covered by Article 15(3) reporting obligation | [6 empty] | 1.(c) | ENEMALTA CORPORATION | MARSA POWER STATION | 14408 | CHURCH WHARF | - | MARSA | MRS 1000 | 2130 | 4190 | 244 | 992 | p
MT | 2012 | MT4 | 2012MT4 | 2012-4 | 4 | MPS4 | Marsa Power Station, Enemalta Corporation, Church Wharf, Marsa MRS 1000, Malta | Art 4(3) - existing plants | ESI | 230.8 | No | 0 | 0 | 5046.4844 | 0 | 0 | 1677.116 | 729.73 | 105.309 | Plant not covered by Article 15(3) reporting obligation | [6 empty] | 1.(c) | ENEMALTA CORPORATION | MARSA POWER STATION | 14408 | CHURCH WHARF | - | MARSA | MRS 1000 | 2130 | 4190 | 244 | 992 | p
MT | 2012 | MT5 | 2012MT5 | 2012-5 | 5 | MPS5 | Marsa Power Station, Enemalta Corporation, Church Wharf, Marsa MRS 1000, Malta | Art 4(1) - old-new plants | ESI | 120.1 | Yes | 0 | 0 | 159.5025 | 0 | 0 | 7.419 | 97.205 | 0.084 | Plant not covered by Article 15(3) reporting obligation | [6 empty] | 1.(c) | ENEMALTA CORPORATION | MARSA POWER STATION | 14408 | CHURCH WHARF | - | MARSA | MRS 1000 | 2130 | 4190 | 244 | 992 | p
MT | 2012 | MT6 | 2012MT6 | 2012-6 | 6 | DPS1 | Delimara Power Station, Enemalta Corporation, Delimara, Marsaxlokk MXK 1320, Malta. | Art 4(1) - old-new plants | ESI | 332 | No | 0 | 0 | 9031.6584 | 0 | 0 | 3114.419 | 1293.396 | 114.435 | Plant not covered by Article 15(3) reporting obligation | [6 empty] | 1.(c) | ENEMALTA CORPORATION | DELIMARA POWER STATION | 14409 | DELIMARA | - | MARSAXLOKK | MXK 1320 | 2430 | 3390 | 121 | 1060 | p
MT | 2012 | MT7 | 2012MT7 | 2012-7 | 7 | DPS2 | Delimara Power Station, Enemalta Corporation, Delimara, Marsaxlokk MXK 1320, Malta. | Art 4(1) - old-new plants | ESI | 124 | Yes | 0 | 0 | 547.5018 | 0 | 0 | 25.465 | 296.891 | 0.018 | Plant not covered by Article 15(3) reporting obligation | [6 empty] | 1.(c) | ENEMALTA CORPORATION | DELIMARA POWER STATION | 14409 | DELIMARA | - | MARSAXLOKK | MXK 1320 | 2430 | 3390 | 121 | 1060 | p
MT | 2012 | MT8 | 2012MT8 | 2012-8 | 8 | DPS3 | Delimara Power Station, Enemalta Corporation, Delimara, Marsaxlokk MXK 1320, Malta. | Art 4(1) - old-new plants | ESI | 124 | Yes | 0 | 0 | 435.1062 | 0 | 0 | 20.238 | 237.516 | 0.028 | Plant not covered by Article 15(3) reporting obligation | [6 empty] | 1.(c) | ENEMALTA CORPORATION | DELIMARA POWER STATION | 14409 | DELIMARA | - | MARSAXLOKK | MXK 1320 | 2430 | 3390 | 121 | 1060 | p
MT | 2012 | MT9 | 2012MT9 | 2012-9 | 9 | DPS4 | Delimara Power Station, Enemalta Corporation, Delimara, Marsaxlokk MXK 1320, Malta. | Art 4(1) - old-new plants | ESI | 124 | Yes | 0 | 0 | 945.6139 | 0 | 0 | 43.99 | 146.872 | 0.239 | Plant not covered by Article 15(3) reporting obligation | [6 empty] | 1.(c) | ENEMALTA CORPORATION | DELIMARA POWER STATION | 14409 | DELIMARA | - | MARSAXLOKK | MXK 1320 | 2430 | 3390 | 121 | 1060 | p
MT | 2012 | MT10 | 2012MT10 | 2012-10 | 10 | DPS5 | Delimara Power Station, Enemalta Corporation, Delimara, Marsaxlokk MXK 1320, Malta. | Art 4(1) - old-new plants | ESI | 124 | Yes | 0 | 0 | 951.857 | 0 | 0 | 44.279 | 162.604 | 0.086 | Plant not covered by Article 15(3) reporting obligation | [6 empty] | 1.(c) | ENEMALTA CORPORATION | DELIMARA POWER STATION | 14409 | DELIMARA | - | MARSAXLOKK | MXK 1320 | 2430 | 3390 | 121 | 1060 | p
MT | 2012 | MT11 | 2012MT11 | 2012-11 | 11 | DPS6 | Delimara Power Station, Enemalta Corporation, Delimara, Marsaxlokk MXK 1320, Malta. | Art 4(2) - new-new plants | ESI | 144 | No | 0 | 0 | 1804.3816 | 0 | 0 | 142.174 | 296.568 | 7.399 | Plant not covered by Article 15(3) reporting obligation | [6 empty] | 1.(c) | ENEMALTA CORPORATION | DELIMARA POWER STATION | 14409 | DELIMARA | - | MARSAXLOKK | MXK 1320 | 2430 | 3390 | 121 | 1060 | p
[39 empty] | 11 | total
[39 empty] | 11 | p
[39 empty] | 0 | n
[39 empty] | 0 | m
[39 empty] | 0 | l
Note on U2: Ioanna Kourti: Comments prefixed with "AMEC" are comments by AMEC.
Note on Z2: Ioanna Kourti: Notes in this column which state a pollutant indicate that the ELVs for that pollutants do not apply until the specified date.

## NL
[28 empty] | E-PRTR | [10 empty] | method (p=postal code, n=plants'/facilities' names and addresses, m=manually, l=same linkage as for 2008 data)
MS | Year | Master LCP ID | Unique ID | ID per MS | Plant Number | Plant name | Plant location | Status of the plant | Sector | MWth | Gas turbine | Biomass (TJ) | Other solid fuels (TJ) | Liquid fuels (TJ) | Natural gas (TJ) | Other gases (TJ) | SO2 (t) | NOx (t) | Dust (t) | Further explanations or comments by MS | NERP | TNP | IED Article 33 potential opt-outs | Small isolated systems | Accession Treaty | Currently closed? - Year of closure if known | ActivityCode | ParentCompanyName | FacilityName | FacilityID | StreetName | BuildingNumber | City | PostalCode | NOX(t) | SOX(t) | PM10(t) | CO2(kt)
NL | 2012 | NL1 | 2012NL1 | 2012-1 | 1 | Abengoa Bioenergy, 89685 | Merwedeweg, 10, 3198LH, Europoort Rotterdam | Art 4(3) - existing plants | Other (non refineries) | 115 | yes |  |  |  | 3798.0679 |  | 0 | 96.531 | 0 | 202990, GT + HRSG | [6 empty] | 1.(c) | Abengoa Bioenergy | Abengoa Bioenergy | 177145 | Merwedeweg |  | Europoort Rotterdam | 3198LH | 208 | 0 | 0 | 586 | p
NL | 2012 | NL2 | 2012NL2 | 2012-2 | 2 | Air Products HyCo 4 (Botlekweg), 88784 | Botlekweg, 127, 3197KA, Botlek Rotterdam | Art 4(3) - existing plants | Other (non refineries) | 205 | no |  |  |  | 4288.1502 | 6539.966 |  | 22.905 |  | 204851, SMR | [6 empty] | 4.(b) | Air Products nederland B.V. | Air Products HyCo 4 (Botlekweg) | 191942 | Botlekweg |  | Botlek Rotterdam | 3197KA | 0 | 0 | 0 | 606 | p
NL | 2012 | NL3 | 2012NL3 | 2012-3 | 3 | Air Products Nederland BV (Botlek), 89783 | Boyneweg, 10, 3197LK, Botlek Rotterdam | Art 4(3) - existing plants | Other (non refineries) | 63 | no |  |  |  | 140.987 | 290.625 | 0 | 7.689 | 0.0679 | 10689, Ketel A | [6 empty] | 4.(b) | Air Products Nederland B.V. (Botlek) | Air Products Nederland BV (Botlek) | 5979 | Boyneweg |  | Botlek Rotterdam | 3197LK | 194 | 0 | 0 | 314 | p
NL | 2012 | NL4 | 2012NL4 | 2012-4 | 4 | Air Products Nederland BV (Botlek), 89784 | Boyneweg, 10, 3197LK, Botlek Rotterdam | Art 4(3) - existing plants | Other (non refineries) | 113 | yes |  |  | 878.255 | 498.328 |  | 0 | 57.423 | 0.079 | 10689, LM2500/D&Eketel | [6 empty] | 4.(b) | Air Products Nederland B.V. (Botlek) | Air Products Nederland BV (Botlek) | 5979 | Boyneweg |  | Botlek Rotterdam | 3197LK | 194 | 0 | 0 | 314 | p
NL | 2012 | NL5 | 2012NL5 | 2012-5 | 5 | Akzo Nobel Chemicals BV (Botlek), 90690 | Welplaatweg, 12, 3197KS, Botlek Rotterdam | Art 4(3) - existing plants | Other (non refineries) | 61 | no |  |  |  | 212.1919 | 0 |  | 0 | 0 | 10001, F-3201 stoomketel - EVB | [6 empty] | 4.(b) | Akzo Nobel Chemicals B.V. (Botlek) | Akzo Nobel Chemicals BV (Botlek) | 5676 | Welplaatweg |  | Botlek Rotterdam | 3197KS | 207 | 0 | 0 | 172 | p
NL | 2012 | NL6 | 2012NL6 | 2012-6 | 6 | Akzo Nobel Chemicals BV (Botlek), 90691 | Welplaatweg, 12, 3197KS, Botlek Rotterdam | Art 4(3) - existing plants | Other (non refineries) | 61 | no |  |  |  | 212.1919 |  | 0 | 6.313 | 0 | 10001, F-3201 Storkketel - EVB | [6 empty] | 4.(b) | Akzo Nobel Chemicals B.V. (Botlek) | Akzo Nobel Chemicals BV (Botlek) | 5676 | Welplaatweg |  | Botlek Rotterdam | 3197KS | 207 | 0 | 0 | 172 | p
NL | 2012 | NL7 | 2012NL7 | 2012-7 | 7 | Akzo Nobel Chemicals BV (Botlek), 90692 | Welplaatweg, 12, 3197KS, Botlek Rotterdam | Art 4(3) - existing plants | Other (non refineries) | 65 | no |  |  |  | 337.6343 | 131.8221 | 0 | 33.371 | 0 | 10001, F3202 HCG ketel - EVB | [6 empty] | 4.(b) | Akzo Nobel Chemicals B.V. (Botlek) | Akzo Nobel Chemicals BV (Botlek) | 5676 | Welplaatweg |  | Botlek Rotterdam | 3197KS | 207 | 0 | 0 | 172 | p
NL | 2012 | NL8 | 2012NL8 | 2012-8 | 8 | Akzo Nobel Chemicals BV (Hengelo), 90127 | Boortorenweg, 27, 7554RS, Hengelo | Art 4(3) - existing plants | Other (non refineries) | 225 | yes |  |  |  | 2279.439 |  |  | 108.6927 |  | 71105, Installatie nr.25/26 | [6 empty] | 1.(c) | Akzo Nobel Chemicals B.V. | Akzo Nobel Chemicals BV (Hengelo) | 10586 | Boortorenweg |  | Hengelo | 7554RS | 183 | 0 | 0 | 265 | p
NL | 2012 | NL9 | 2012NL9 | 2012-9 | 9 | Akzo Nobel Chemicals BV (Hengelo), 90128 | Boortorenweg, 27, 7554RS, Hengelo | Art 4(3) - existing plants | Other (non refineries) | 56 | no |  |  |  | 0 |  |  | 0 |  | 71105, Ketel 7 (Installatie nr.15) | [6 empty] | 1.(c) | Akzo Nobel Chemicals B.V. | Akzo Nobel Chemicals BV (Hengelo) | 10586 | Boortorenweg |  | Hengelo | 7554RS | 183 | 0 | 0 | 265 | p
NL | 2012 | NL10 | 2012NL10 | 2012-10 | 10 | Akzo Nobel Chemicals BV (Hengelo), 90129 | Boortorenweg, 27, 7554RS, Hengelo | Art 4(3) - existing plants | Other (non refineries) | 150 | no |  |  |  | 2394.1003 |  |  | 74.3077 |  | 71105, Ketel 9 (Installatie nr.17) | [6 empty] | 1.(c) | Akzo Nobel Chemicals B.V. | Akzo Nobel Chemicals BV (Hengelo) | 10586 | Boortorenweg |  | Hengelo | 7554RS | 183 | 0 | 0 | 265 | p
NL | 2012 | NL11 | 2012NL11 | 2012-11 | 11 | Avebe u.a. (Foxhol), 91756 | Avebe-Weg, 1, 9607PT, Foxhol | Art 4(3) - existing plants | Other (non refineries) | 64 | yes |  |  |  | 67.9087 |  | 0 | 5.589 |  | 102621, gasturbine + afgassenketel-3 | [6 empty] | 8.(b) | Avebe u.a. (Foxhol) | Avebe u.a. (Foxhol) | 5832 | Avebe-Weg |  | Foxhol | 9607PT | 0 | 0 | 0 | 0 | p
NL | 2012 | NL12 | 2012NL12 | 2012-12 | 12 | Bio Methanol Chemie Nederland (BioMCN), 90736 | Oosterhorn, 10, 9936HD, Farmsum | Art 4(3) - existing plants | Other (non refineries) | 290 | no |  |  |  | 3636.864 | 3354.1308 | 0.54 | 181.34 |  | 101103, BioMCN installatie MeOH-I | [6 empty] | 4.(a) | Bio Methanol Chemie Nederland BV | Bio Methanol Chemie Nederland (BioMCN) | 5751 | Oosterhorn |  | Farmsum | 9936HD | 181 | 0 | 0 | 277 | p
NL | 2012 | NL13 | 2012NL13 | 2012-13 | 13 | Biomassacentrale Moerdijk, 87528 | Middenweg, 36, 4782PM, Moerdijk | Art 4(3) - existing plants | ESI | 115 | no | 3149.174 |  | 21.285 | 41.0894 |  | 14.509 | 117.437 | 5.692 | 201304, Elektriciteitscentrale | [6 empty] | 1.(c) | Biomassacentrale Moerdijk B.V. | Biomassacentrale Moerdijk | 78381 | Middenweg |  | Moerdijk | 4782PM | 117 | 0 | 0 | 363 | p
NL | 2012 | NL14 | 2012NL14 | 2012-14 | 14 | BP Rotterdam Refinery | Europoort Rotterdam | Art 4(3) - existing plants | Refineries | 86 | no |  |  |  |  | 1951.8496 | 540.122 | 142.68 | 1.21 | 10058, 2H1101 | [6 empty] | 1.(a) | Netherlands Refining Company (NEREFCO) Europoort site | BP Rotterdam Refinery | 5729 | d'Arcyweg |  | Europoort Rotterdam | 3198NA | 1480 | 3750 | 53.8 | 2110 | n
NL | 2012 | NL15 | 2012NL15 | 2012-15 | 15 | BP Rotterdam Refinery | Europoort Rotterdam | Art 4(3) - existing plants | Refineries | 146 | no |  |  |  | 2040.3108 | 683.1783 | 18.27 | 174.012 | 1.56 | 10058, 2TG101A + 2H101A | [6 empty] | 1.(a) | Netherlands Refining Company (NEREFCO) Europoort site | BP Rotterdam Refinery | 5729 | d'Arcyweg |  | Europoort Rotterdam | 3198NA | 1480 | 3750 | 53.8 | 2110 | n
NL | 2012 | NL16 | 2012NL16 | 2012-16 | 16 | BP Rotterdam Refinery | Europoort Rotterdam | Art 4(3) - existing plants | Refineries | 146 | no |  |  |  | 2354.9564 | 646.8738 | 15.736 | 168.907 | 1.71 | 10058, 2TG101B + 2H101B | [6 empty] | 1.(a) | Netherlands Refining Company (NEREFCO) Europoort site | BP Rotterdam Refinery | 5729 | d'Arcyweg |  | Europoort Rotterdam | 3198NA | 1480 | 3750 | 53.8 | 2110 | n
NL | 2012 | NL17 | 2012NL17 | 2012-17 | 17 | BP Rotterdam Refinery | Europoort Rotterdam | Art 4(3) - existing plants | Refineries | 191 | no |  |  |  |  | 3966.7062 | 40.888 | 299.753 | 2.228 | 10058, H-2101 | [6 empty] | 1.(a) | Netherlands Refining Company (NEREFCO) Europoort site | BP Rotterdam Refinery | 5729 | d'Arcyweg |  | Europoort Rotterdam | 3198NA | 1480 | 3750 | 53.8 | 2110 | n
NL | 2012 | NL18 | 2012NL18 | 2012-18 | 18 | BP Rotterdam Refinery | Europoort Rotterdam | Art 4(3) - existing plants | Refineries | 60 | no |  |  |  |  | 25.452 | 301.24 | 48.829 | 0.662 | 10058, H2201 | [6 empty] | 1.(a) | Netherlands Refining Company (NEREFCO) Europoort site | BP Rotterdam Refinery | 5729 | d'Arcyweg |  | Europoort Rotterdam | 3198NA | 1480 | 3750 | 53.8 | 2110 | n
NL | 2012 | NL19 | 2012NL19 | 2012-19 | 19 | BP Rotterdam Refinery | Europoort Rotterdam | Art 4(3) - existing plants | Refineries | 64 | no |  |  |  | 113.5788 | 800.3773 | 8.462 | 26.26 | 0.525 | 10058, H3004/29F1 | [6 empty] | 1.(a) | Netherlands Refining Company (NEREFCO) Europoort site | BP Rotterdam Refinery | 5729 | d'Arcyweg |  | Europoort Rotterdam | 3198NA | 1480 | 3750 | 53.8 | 2110 | n
NL | 2012 | NL20 | 2012NL20 | 2012-20 | 20 | BP Rotterdam Refinery | Europoort Rotterdam | Art 4(3) - existing plants | Refineries | 191 | no |  |  |  |  | 4044.7638 | 55.765 | 266.977 | 2.276 | 10058, Hz2101 | [6 empty] | 1.(a) | Netherlands Refining Company (NEREFCO) Europoort site | BP Rotterdam Refinery | 5729 | d'Arcyweg |  | Europoort Rotterdam | 3198NA | 1480 | 3750 | 53.8 | 2110 | n
NL | 2012 | NL21 | 2012NL21 | 2012-21 | 21 | BP Rotterdam Refinery | Europoort Rotterdam | Art 4(3) - existing plants | Refineries | 60 | no |  |  |  |  | 994.7541 | 302.665 | 25.691 | 0.594 | 10058, Hz2201 | [6 empty] | 1.(a) | Netherlands Refining Company (NEREFCO) Europoort site | BP Rotterdam Refinery | 5729 | d'Arcyweg |  | Europoort Rotterdam | 3198NA | 1480 | 3750 | 53.8 | 2110 | n
NL | 2012 | NL22 | 2012NL22 | 2012-22 | 22 | BP Rotterdam Refinery | Europoort Rotterdam | Art 4(3) - existing plants | Refineries | 63 | no |  |  |  |  | 227.4988 | 11.116 | 8.769 | 0.123 | 10058, SG1001 | [6 empty] | 1.(a) | Netherlands Refining Company (NEREFCO) Europoort site | BP Rotterdam Refinery | 5729 | d'Arcyweg |  | Europoort Rotterdam | 3198NA | 1480 | 3750 | 53.8 | 2110 | n
NL | 2012 | NL23 | 2012NL23 | 2012-23 | 23 | BP Rotterdam Refinery | Europoort Rotterdam | Art 4(3) - existing plants | Refineries | 102 | no |  |  |  |  | 24.584 | 57.953 | 20.795 | 0.639 | 10058, SG1004 | [6 empty] | 1.(a) | Netherlands Refining Company (NEREFCO) Europoort site | BP Rotterdam Refinery | 5729 | d'Arcyweg |  | Europoort Rotterdam | 3198NA | 1480 | 3750 | 53.8 | 2110 | n
NL | 2012 | NL24 | 2012NL24 | 2012-24 | 24 | Centrale Gelderland GDF SUEZ Energie Nederland N.V., 88270 | Weurtseweg, 460, 6541BE, Nijmegen | Art 4(3) - existing plants | ESI | 1700 | no | 5112 | 25250 | 23.65 |  |  |  | 1388 | 31 | 64001, G13 Hoofdketel | [6 empty] | 1.(c) | GDF SUEZ Energie Nederland N.V. | Centrale Gelderland GDF SUEZ Energie Nederland N.V. | 10435 | Weurtseweg |  | Nijmegen | 6541BE | 1390 | 1200 | 0 | 2330 | p
NL | 2012 | NL25 | 2012NL25 | 2012-25 | 25 | Centrale Gelderland GDF SUEZ Energie Nederland N.V., 88271 | Weurtseweg, 460, 6541BE, Nijmegen | Art 4(3) - existing plants | ESI | 90 | no |  |  |  | 38.5497 |  |  | 1.3 |  | 64001, G24 SnelStartKetel | [6 empty] | 1.(c) | GDF SUEZ Energie Nederland N.V. | Centrale Gelderland GDF SUEZ Energie Nederland N.V. | 10435 | Weurtseweg |  | Nijmegen | 6541BE | 1390 | 1200 | 0 | 2330 | p
NL | 2012 | NL26 | 2012NL26 | 2012-26 | 26 | Centrale Gelderland GDF SUEZ Energie Nederland N.V., 88272 | Weurtseweg, 460, 6541BE, Nijmegen | Art 4(3) - existing plants | ESI | 50 | no |  |  |  | 17.2176 |  |  | 0.4 |  | 64001, G34 Hulpketel | [6 empty] | 1.(c) | GDF SUEZ Energie Nederland N.V. | Centrale Gelderland GDF SUEZ Energie Nederland N.V. | 10435 | Weurtseweg |  | Nijmegen | 6541BE | 1390 | 1200 | 0 | 2330 | p
NL | 2012 | NL27 | 2012NL27 | 2012-27 | 27 | Chemelot Site Permit BV, 89404 | Koestraat, 1, 6167RA, Geleen | Art 4(3) - existing plants | Other (non refineries) | 93 | no |  |  |  |  | 1215.1783 | 0 | 156.747 | 0 | 62, F3400 Schoorsteen stoomketel/meeverbrandingsinstallatie | [6 empty] | 4.(a) | Chemelot | Chemelot Site Permit BV | 10390 | Koestraat |  | Geleen | 6167RA | 2800 | 0 | 0 | 4780 | p
NL | 2012 | NL28 | 2012NL28 | 2012-28 | 28 | Chemelot Site Permit BV, 89405 | Koestraat, 1, 6167RA, Geleen | Art 4(3) - existing plants | Other (non refineries) | 247 | yes |  |  |  | 5928.692 |  |  | 240.107 |  | 62, AFA2 | [6 empty] | 4.(a) | Chemelot | Chemelot Site Permit BV | 10390 | Koestraat |  | Geleen | 6167RA | 2800 | 0 | 0 | 4780 | p
NL | 2012 | NL29 | 2012NL29 | 2012-29 | 29 | Chemelot Site Permit BV, 89406 | Koestraat, 1, 6167RA, Geleen | Art 4(3) - existing plants | Other (non refineries) | 190 | no |  |  |  | 3.6523 |  |  | 86.607 |  | 62, AFA3 | [6 empty] | 4.(a) | Chemelot | Chemelot Site Permit BV | 10390 | Koestraat |  | Geleen | 6167RA | 2800 | 0 | 0 | 4780 | p
NL | 2012 | NL30 | 2012NL30 | 2012-30 | 30 | Chemelot Site Permit BV, 89407 | Koestraat, 1, 6167RA, Geleen | Art 4(3) - existing plants | Other (non refineries) | 140 | no |  |  |  |  | 1798.2609 | 1.501 | 135.845 | 0 | 62, F3300 | [6 empty] | 4.(a) | Chemelot | Chemelot Site Permit BV | 10390 | Koestraat |  | Geleen | 6167RA | 2800 | 0 | 0 | 4780 | p
NL | 2012 | NL31 | 2012NL31 | 2012-31 | 31 | Chemelot Site Permit BV, 89408 | Koestraat, 1, 6167RA, Geleen | Art 4(3) - existing plants | Other (non refineries) | 70 | no |  |  |  |  | 1805.9765 | 1.488 | 42.737 | 0 | 62, F3500 Gas | [6 empty] | 4.(a) | Chemelot | Chemelot Site Permit BV | 10390 | Koestraat |  | Geleen | 6167RA | 2800 | 0 | 0 | 4780 | p
NL | 2012 | NL32 | 2012NL32 | 2012-32 | 32 | Chemelot Site Permit BV, 89409 | Koestraat, 1, 6167RA, Geleen | Art 4(3) - existing plants | Other (non refineries) | 70 | no |  |  | 0.3915 |  |  | 0.01 | 0.013 | 0.001 | 62, F3500 Olie | [6 empty] | 4.(a) | Chemelot | Chemelot Site Permit BV | 10390 | Koestraat |  | Geleen | 6167RA | 2800 | 0 | 0 | 4780 | p
NL | 2012 | NL33 | 2012NL33 | 2012-33 | 33 | Chemelot Site Permit BV, 89410 | Koestraat, 1, 6167RA, Geleen | Art 4(3) - existing plants | Other (non refineries) | 140 | no |  |  |  |  | 1824.3281 | 1.505 | 38.006 | 0 | 62, F3501 | [6 empty] | 4.(a) | Chemelot | Chemelot Site Permit BV | 10390 | Koestraat |  | Geleen | 6167RA | 2800 | 0 | 0 | 4780 | p
NL | 2012 | NL34 | 2012NL34 | 2012-34 | 34 | Chemelot Site Permit BV, 89411 | Koestraat, 1, 6167RA, Geleen | Art 4(3) - existing plants | Other (non refineries) | 121 | no |  |  |  |  | 679.486 | 0.524 | 11.556 | 0 | 62, F3600 | [6 empty] | 4.(a) | Chemelot | Chemelot Site Permit BV | 10390 | Koestraat |  | Geleen | 6167RA | 2800 | 0 | 0 | 4780 | p
NL | 2012 | NL35 | 2012NL35 | 2012-35 | 35 | Chemelot Site Permit BV, 89412 | Koestraat, 1, 6167RA, Geleen | Art 4(3) - existing plants | Other (non refineries) | 130 | no |  |  |  |  | 210.0435 | 0.17 | 2.101 | 0 | 62, F3700 | [6 empty] | 4.(a) | Chemelot | Chemelot Site Permit BV | 10390 | Koestraat |  | Geleen | 6167RA | 2800 | 0 | 0 | 4780 | p
NL | 2012 | NL36 | 2012NL36 | 2012-36 | 36 | Chemelot Site Permit BV, 89417 | Koestraat, 1, 6167RA, Geleen | Art 4(3) - existing plants | Other (non refineries) | 477 | no |  |  |  |  | 14307.7648 | 0 | 423.666 | 0 | 62, NAK3 | [6 empty] | 4.(a) | Chemelot | Chemelot Site Permit BV | 10390 | Koestraat |  | Geleen | 6167RA | 2800 | 0 | 0 | 4780 | p
NL | 2012 | NL37 | 2012NL37 | 2012-37 | 37 | Chemelot Site Permit BV, 89418 | Koestraat, 1, 6167RA, Geleen | Art 4(3) - existing plants | Other (non refineries) | 805 | no |  |  |  |  | 16241.1021 | 0 | 572.222 | 0 | 62, NAK4 | [6 empty] | 4.(a) | Chemelot | Chemelot Site Permit BV | 10390 | Koestraat |  | Geleen | 6167RA | 2800 | 0 | 0 | 4780 | p
NL | 2012 | NL38 | 2012NL38 | 2012-38 | 38 | Chemelot Site Permit BV, 89422 | Koestraat, 1, 6167RA, Geleen | Art 4(3) - existing plants | Other (non refineries) | 630 | yes |  |  |  | 13387.0397 |  |  | 438.955 |  | 62, WKC-Swentibold | [6 empty] | 4.(a) | Chemelot | Chemelot Site Permit BV | 10390 | Koestraat |  | Geleen | 6167RA | 2800 | 0 | 0 | 4780 | p
NL | 2012 | NL39 | 2012NL39 | 2012-39 | 39 | Croda Nederland BV, 90987 | Buurtje, 1, 2802BE, Gouda | Art 4(3) - existing plants | Other (non refineries) | 57 | no |  |  |  | 338.8383 |  |  | 7.631 |  | 10698, 1.2 Bijstookketel 10 (K10) | [6 empty] | 4.(a) | Croda International Plc | Croda Nederland BV | 5981 | Buurtje |  | Gouda | 2802BE | 0 | 0 | 0 | 0 | p
NL | 2012 | NL40 | 2012NL40 | 2012-40 | 40 | Delesto BV, 90811 | Oosterhorn, 4, 9936HD, Farmsum | Art 4(3) - existing plants | ESI | 660 | yes |  |  |  | 293.2118 |  |  | 10.733 |  | 104003, Afgassenketel AF2100 | [6 empty] | 1.(c) | Delesto B.V. | Delesto BV | 5890 | Oosterhorn |  | Farmsum | 9936HD | 863 | 0 | 0 | 863 | p
NL | 2012 | NL41 | 2012NL41 | 2012-41 | 41 | Delesto BV, 90812 | Oosterhorn, 4, 9936HD, Farmsum | Art 4(3) - existing plants | ESI | 660 | yes |  |  |  | 419.703 | 205.7761 | 0 | 13.347 | 0 | 104003, Afgassenketel AF2200 | [6 empty] | 1.(c) | Delesto B.V. | Delesto BV | 5890 | Oosterhorn |  | Farmsum | 9936HD | 863 | 0 | 0 | 863 | p
NL | 2012 | NL42 | 2012NL42 | 2012-42 | 42 | Delesto BV, 90813 | Oosterhorn, 4, 9936HD, Farmsum | Art 4(3) - existing plants | ESI | 660 | yes |  |  |  | 320.8362 | 77.3459 | 0 | 12.483 | 0 | 104003, Afgassenketel AF2300 | [6 empty] | 1.(c) | Delesto B.V. | Delesto BV | 5890 | Oosterhorn |  | Farmsum | 9936HD | 863 | 0 | 0 | 863 | p
NL | 2012 | NL43 | 2012NL43 | 2012-43 | 43 | Delesto BV, 90819 | Oosterhorn, 4, 9936HD, Farmsum | Art 4(3) - existing plants | ESI | 660 | yes |  |  |  | 4155.8352 |  |  | 110.747 |  | 104003, GT/AF/ST 7000 | [6 empty] | 1.(c) | Delesto B.V. | Delesto BV | 5890 | Oosterhorn |  | Farmsum | 9936HD | 863 | 0 | 0 | 863 | p
NL | 2012 | NL44 | 2012NL44 | 2012-44 | 44 | Dow Benelux BV (Hoek), 92104 | Herbert H. Dowweg, 5, 4542NM, Hoek | Art 4(3) - existing plants | Other (non refineries) | 59.3 | no |  |  |  |  | 1295.4323 |  | 36.223 | 0.34 | 51104, Dow_1-BA-109 Ethyleen-1 | [6 empty] | 4.(a) | DOW Benelux B.V. | Dow Benelux BV (Hoek) | 9981 | Herbert H. Dowweg |  | Hoek | 4542NM | 2030 | 0 | 118 | 2860 | p
NL | 2012 | NL45 | 2012NL45 | 2012-45 | 45 | Dow Benelux BV (Hoek), 92105 | Herbert H. Dowweg, 5, 4542NM, Hoek | Art 4(3) - existing plants | Other (non refineries) | 59.3 | no |  |  |  |  | 1286.3587 |  | 41.292 | 0.42 | 51104, Dow_1-BA-110 Ethyleen-1 | [6 empty] | 4.(a) | DOW Benelux B.V. | Dow Benelux BV (Hoek) | 9981 | Herbert H. Dowweg |  | Hoek | 4542NM | 2030 | 0 | 118 | 2860 | p
NL | 2012 | NL46 | 2012NL46 | 2012-46 | 46 | Dow Benelux BV (Hoek), 92116 | Herbert H. Dowweg, 5, 4542NM, Hoek | Art 4(3) - existing plants | Other (non refineries) | 56.9 | no |  |  |  |  | 1241.3128 |  | 37.371 | 1.43 | 51104, Dow_1-BA-98 Ethyleen-1 | [6 empty] | 4.(a) | DOW Benelux B.V. | Dow Benelux BV (Hoek) | 9981 | Herbert H. Dowweg |  | Hoek | 4542NM | 2030 | 0 | 118 | 2860 | p
NL | 2012 | NL47 | 2012NL47 | 2012-47 | 47 | Dow Benelux BV (Hoek), 92117 | Herbert H. Dowweg, 5, 4542NM, Hoek | Art 4(3) - existing plants | Other (non refineries) | 56.9 | no |  |  |  |  | 1134.6308 |  | 37.737 | 1.35 | 51104, Dow_1-BA-99 Ethyleen-1 | [6 empty] | 4.(a) | DOW Benelux B.V. | Dow Benelux BV (Hoek) | 9981 | Herbert H. Dowweg |  | Hoek | 4542NM | 2030 | 0 | 118 | 2860 | p
NL | 2012 | NL48 | 2012NL48 | 2012-48 | 48 | Dow Benelux BV (Hoek), 92120 | Herbert H. Dowweg, 5, 4542NM, Hoek | Art 4(3) - existing plants | Other (non refineries) | 59.3 | no |  |  |  |  | 1253.288 |  | 39.711 | 0.42 | 51104, Dow_2-BA-111 Ethyleen-2 | [6 empty] | 4.(a) | DOW Benelux B.V. | Dow Benelux BV (Hoek) | 9981 | Herbert H. Dowweg |  | Hoek | 4542NM | 2030 | 0 | 118 | 2860 | p
NL | 2012 | NL49 | 2012NL49 | 2012-49 | 49 | Dow Benelux BV (Hoek), 92121 | Herbert H. Dowweg, 5, 4542NM, Hoek | Art 4(3) - existing plants | Other (non refineries) | 59.3 | no |  |  |  |  | 1369.7779 |  | 52.304 | 0.45 | 51104, Dow_2-BA-112 Ethyleen-2 | [6 empty] | 4.(a) | DOW Benelux B.V. | Dow Benelux BV (Hoek) | 9981 | Herbert H. Dowweg |  | Hoek | 4542NM | 2030 | 0 | 118 | 2860 | p
NL | 2012 | NL50 | 2012NL50 | 2012-50 | 50 | Dow Benelux BV (Hoek), 92122 | Herbert H. Dowweg, 5, 4542NM, Hoek | Art 4(3) - existing plants | Other (non refineries) | 59.3 | no |  |  |  |  | 1356.1629 |  | 47.57 | 0.45 | 51104, Dow_2-BA-113 Ethyleen-2 | [6 empty] | 4.(a) | DOW Benelux B.V. | Dow Benelux BV (Hoek) | 9981 | Herbert H. Dowweg |  | Hoek | 4542NM | 2030 | 0 | 118 | 2860 | p
NL | 2012 | NL51 | 2012NL51 | 2012-51 | 51 | Dow Benelux BV (Hoek), 92123 | Herbert H. Dowweg, 5, 4542NM, Hoek | Art 4(3) - existing plants | Other (non refineries) | 59.3 | no |  |  |  |  | 1451.3045 |  | 51.986 | 0.47 | 51104, Dow_2-BA-115 Ethyleen-2 | [6 empty] | 4.(a) | DOW Benelux B.V. | Dow Benelux BV (Hoek) | 9981 | Herbert H. Dowweg |  | Hoek | 4542NM | 2030 | 0 | 118 | 2860 | p
NL | 2012 | NL52 | 2012NL52 | 2012-52 | 52 | Dow Benelux BV (Hoek), 92124 | Herbert H. Dowweg, 5, 4542NM, Hoek | Art 4(3) - existing plants | Other (non refineries) | 59.3 | no |  |  |  |  | 1084.6798 |  | 40.346 | 0.35 | 51104, Dow_2-BA-116 Ethyleen-2 | [6 empty] | 4.(a) | DOW Benelux B.V. | Dow Benelux BV (Hoek) | 9981 | Herbert H. Dowweg |  | Hoek | 4542NM | 2030 | 0 | 118 | 2860 | p
NL | 2012 | NL53 | 2012NL53 | 2012-53 | 53 | Dow Benelux BV (Hoek), 92129 | Herbert H. Dowweg, 5, 4542NM, Hoek | Art 4(3) - existing plants | Other (non refineries) | 50.6 | no |  |  |  |  | 1191.6393 |  | 39.189 | 0.37 | 51104, Dow_2-BA-96 Ethyleen-2 | [6 empty] | 4.(a) | DOW Benelux B.V. | Dow Benelux BV (Hoek) | 9981 | Herbert H. Dowweg |  | Hoek | 4542NM | 2030 | 0 | 118 | 2860 | p
NL | 2012 | NL54 | 2012NL54 | 2012-54 | 54 | Dow Benelux BV (Hoek), 92130 | Herbert H. Dowweg, 5, 4542NM, Hoek | Art 4(3) - existing plants | Other (non refineries) | 50.6 | no |  |  |  |  | 1245.9903 |  | 50.225 | 0.37 | 51104, Dow_2-BA-97 Ethyleen-2 | [6 empty] | 4.(a) | DOW Benelux B.V. | Dow Benelux BV (Hoek) | 9981 | Herbert H. Dowweg |  | Hoek | 4542NM | 2030 | 0 | 118 | 2860 | p
NL | 2012 | NL55 | 2012NL55 | 2012-55 | 55 | Dow Benelux BV (Hoek), 92131 | Herbert H. Dowweg, 5, 4542NM, Hoek | Art 4(3) - existing plants | Other (non refineries) | 56.9 | no |  |  |  |  | 1229.6523 |  | 40.36 | 1.51 | 51104, Dow_2-BA-98 Ethyleen-2 | [6 empty] | 4.(a) | DOW Benelux B.V. | Dow Benelux BV (Hoek) | 9981 | Herbert H. Dowweg |  | Hoek | 4542NM | 2030 | 0 | 118 | 2860 | p
NL | 2012 | NL56 | 2012NL56 | 2012-56 | 56 | Dow Benelux BV (Hoek), 92132 | Herbert H. Dowweg, 5, 4542NM, Hoek | Art 4(3) - existing plants | Other (non refineries) | 56.9 | no |  |  |  |  | 1284.3302 |  | 42.749 | 1.51 | 51104, Dow_2-BA-99 Ethyleen-2 | [6 empty] | 4.(a) | DOW Benelux B.V. | Dow Benelux BV (Hoek) | 9981 | Herbert H. Dowweg |  | Hoek | 4542NM | 2030 | 0 | 118 | 2860 | p
NL | 2012 | NL57 | 2012NL57 | 2012-57 | 57 | Dow Benelux BV (Hoek), 92133 | Herbert H. Dowweg, 5, 4542NM, Hoek | Art 4(3) - existing plants | Other (non refineries) | 113.4 | no |  |  |  |  | 2376.4264 |  | 70.219 | 1.17 | 51104, Dow_3-BA-100 Ethyleen-3 | [6 empty] | 4.(a) | DOW Benelux B.V. | Dow Benelux BV (Hoek) | 9981 | Herbert H. Dowweg |  | Hoek | 4542NM | 2030 | 0 | 118 | 2860 | p
NL | 2012 | NL58 | 2012NL58 | 2012-58 | 58 | Dow Benelux BV (Hoek), 92134 | Herbert H. Dowweg, 5, 4542NM, Hoek | Art 4(3) - existing plants | Other (non refineries) | 59.3 | no |  |  |  |  | 1400.4993 |  | 50.2 | 0.45 | 51104, Dow_3-BA-101 Ethyleen-3 | [6 empty] | 4.(a) | DOW Benelux B.V. | Dow Benelux BV (Hoek) | 9981 | Herbert H. Dowweg |  | Hoek | 4542NM | 2030 | 0 | 118 | 2860 | p
NL | 2012 | NL59 | 2012NL59 | 2012-59 | 59 | Dow Benelux BV (Hoek), 92135 | Herbert H. Dowweg, 5, 4542NM, Hoek | Art 4(3) - existing plants | Other (non refineries) | 59.3 | no |  |  |  |  | 1357.1319 |  | 44.794 | 0.42 | 51104, Dow_3-BA-102 Ethyleen-3 | [6 empty] | 4.(a) | DOW Benelux B.V. | Dow Benelux BV (Hoek) | 9981 | Herbert H. Dowweg |  | Hoek | 4542NM | 2030 | 0 | 118 | 2860 | p
NL | 2012 | NL60 | 2012NL60 | 2012-60 | 60 | Dow Benelux BV (Hoek), 92136 | Herbert H. Dowweg, 5, 4542NM, Hoek | Art 4(3) - existing plants | Other (non refineries) | 59.3 | no |  |  |  |  | 1323.5623 |  | 46.916 | 0.42 | 51104, Dow_3-BA-103 Ethyleen-3 | [6 empty] | 4.(a) | DOW Benelux B.V. | Dow Benelux BV (Hoek) | 9981 | Herbert H. Dowweg |  | Hoek | 4542NM | 2030 | 0 | 118 | 2860 | p
NL | 2012 | NL61 | 2012NL61 | 2012-61 | 61 | Dow Benelux BV (Hoek), 92137 | Herbert H. Dowweg, 5, 4542NM, Hoek | Art 4(3) - existing plants | Other (non refineries) | 59.3 | no |  |  |  |  | 1355.0439 |  | 47.05 | 0.45 | 51104, Dow_3-BA-104 Ethyleen-3 | [6 empty] | 4.(a) | DOW Benelux B.V. | Dow Benelux BV (Hoek) | 9981 | Herbert H. Dowweg |  | Hoek | 4542NM | 2030 | 0 | 118 | 2860 | p
NL | 2012 | NL62 | 2012NL62 | 2012-62 | 62 | Dow Benelux BV (Hoek), 92138 | Herbert H. Dowweg, 5, 4542NM, Hoek | Art 4(3) - existing plants | Other (non refineries) | 59.3 | no |  |  |  |  | 1388.2922 |  | 51.049 | 0.45 | 51104, Dow_3-BA-105 Ethyleen-3 | [6 empty] | 4.(a) | DOW Benelux B.V. | Dow Benelux BV (Hoek) | 9981 | Herbert H. Dowweg |  | Hoek | 4542NM | 2030 | 0 | 118 | 2860 | p
NL | 2012 | NL63 | 2012NL63 | 2012-63 | 63 | Dow Benelux BV (Hoek), 92139 | Herbert H. Dowweg, 5, 4542NM, Hoek | Art 4(3) - existing plants | Other (non refineries) | 59.3 | no |  |  |  |  | 1252.3006 |  | 49.177 | 0.4 | 51104, Dow_3-BA-106 Ethyleen-3 | [6 empty] | 4.(a) | DOW Benelux B.V. | Dow Benelux BV (Hoek) | 9981 | Herbert H. Dowweg |  | Hoek | 4542NM | 2030 | 0 | 118 | 2860 | p
NL | 2012 | NL64 | 2012NL64 | 2012-64 | 64 | Dow Benelux BV (Hoek), 92140 | Herbert H. Dowweg, 5, 4542NM, Hoek | Art 4(3) - existing plants | Other (non refineries) | 59.3 | no |  |  |  |  | 1345.246 |  | 49.841 | 0.4 | 51104, Dow_3-BA-107 Ethyleen-3 | [6 empty] | 4.(a) | DOW Benelux B.V. | Dow Benelux BV (Hoek) | 9981 | Herbert H. Dowweg |  | Hoek | 4542NM | 2030 | 0 | 118 | 2860 | p
NL | 2012 | NL65 | 2012NL65 | 2012-65 | 65 | Dow Benelux BV (Hoek), 92141 | Herbert H. Dowweg, 5, 4542NM, Hoek | Art 4(3) - existing plants | Other (non refineries) | 59.3 | no |  |  |  |  | 1411.8498 |  | 48.765 | 0.45 | 51104, Dow_3-BA-108 Ethyleen-3 | [6 empty] | 4.(a) | DOW Benelux B.V. | Dow Benelux BV (Hoek) | 9981 | Herbert H. Dowweg |  | Hoek | 4542NM | 2030 | 0 | 118 | 2860 | p
NL | 2012 | NL66 | 2012NL66 | 2012-66 | 66 | Dow Benelux BV (Hoek), 92142 | Herbert H. Dowweg, 5, 4542NM, Hoek | Art 4(3) - existing plants | Other (non refineries) | 59.3 | no |  |  |  |  | 1340.2133 |  | 46.649 | 0.47 | 51104, Dow_3-BA-109 Ethyleen-3 | [6 empty] | 4.(a) | DOW Benelux B.V. | Dow Benelux BV (Hoek) | 9981 | Herbert H. Dowweg |  | Hoek | 4542NM | 2030 | 0 | 118 | 2860 | p
NL | 2012 | NL67 | 2012NL67 | 2012-67 | 67 | Dow Benelux BV (Hoek), 92143 | Herbert H. Dowweg, 5, 4542NM, Hoek | Art 4(3) - existing plants | Other (non refineries) | 59.3 | no |  |  |  |  | 1253.0502 |  | 48.579 | 0.45 | 51104, Dow_3-BA-110 Ethyleen-3 | [6 empty] | 4.(a) | DOW Benelux B.V. | Dow Benelux BV (Hoek) | 9981 | Herbert H. Dowweg |  | Hoek | 4542NM | 2030 | 0 | 118 | 2860 | p
NL | 2012 | NL68 | 2012NL68 | 2012-68 | 68 | Dow Benelux BV (Hoek), 92144 | Herbert H. Dowweg, 5, 4542NM, Hoek | Art 4(3) - existing plants | Other (non refineries) | 59.3 | no |  |  |  |  | 1403.3905 |  | 43.12 | 0.45 | 51104, Dow_3-BA-114 Ethyleen-3 | [6 empty] | 4.(a) | DOW Benelux B.V. | Dow Benelux BV (Hoek) | 9981 | Herbert H. Dowweg |  | Hoek | 4542NM | 2030 | 0 | 118 | 2860 | p
NL | 2012 | NL69 | 2012NL69 | 2012-69 | 69 | Dow Benelux BV (Hoek), 92152 | Herbert H. Dowweg, 5, 4542NM, Hoek | Art 4(3) - existing plants | Other (non refineries) | 285 | no |  |  | 0 |  | 1107.841 | 0 | 39.33 | 0 | 51104, Dow_Ketel-5 Power & Utilities | [6 empty] | 4.(a) | DOW Benelux B.V. | Dow Benelux BV (Hoek) | 9981 | Herbert H. Dowweg |  | Hoek | 4542NM | 2030 | 0 | 118 | 2860 | p
NL | 2012 | NL70 | 2012NL70 | 2012-70 | 70 | Dow Benelux BV (Hoek), 92159 | Herbert H. Dowweg, 5, 4542NM, Hoek | Art 4(3) - existing plants | Other (non refineries) | 75.5 | no |  |  |  |  | 1358.445 |  | 32.328 | 0 | 51104, Styron_4-CF-191 Styreen-4 (CF-111+CF-112+CF113+CF-121) | [6 empty] | 4.(a) | DOW Benelux B.V. | Dow Benelux BV (Hoek) | 9981 | Herbert H. Dowweg |  | Hoek | 4542NM | 2030 | 0 | 118 | 2860 | p
NL | 2012 | NL71 | 2012NL71 | 2012-71 | 71 | Du Pont de Nemours (Ned.) BV, 95373 | Baanhoekweg, 22, 3313LA, Dordrecht | Art 4(3) - existing plants | Other (non refineries) | 51 | no |  |  |  | 636.6471 |  | 0 | 26.246 | 0 | 10079, stoomketel 5 - WKK1 | [6 empty] | 4.(a) | Du Pont de Nemours (Ned.) B.V. | Du Pont de Nemours (Ned.) BV | 5741 | Baanhoekweg |  | Dordrecht | 3313LA | 121 | 0 | 0 | 164 | p
NL | 2012 | NL72 | 2012NL72 | 2012-72 | 72 | Du Pont de Nemours (Ned.) BV, 95374 | Baanhoekweg, 22, 3313LA, Dordrecht | Art 4(3) - existing plants | Other (non refineries) | 98 | no |  |  |  | 1700.7793 |  | 0 | 82.884 | 0 | 10079, stoomketel 6 - WKK2 | [6 empty] | 4.(a) | Du Pont de Nemours (Ned.) B.V. | Du Pont de Nemours (Ned.) BV | 5741 | Baanhoekweg |  | Dordrecht | 3313LA | 121 | 0 | 0 | 164 | p
NL | 2012 | NL73 | 2012NL73 | 2012-73 | 73 | E.On Benelux NV (Maasvlakte), 91387 | Coloradoweg, 10, 3199LA, Maasvlakte Rotterdam | Art 4(3) - existing plants | ESI | 161 | no |  |  | 31.374 | 2422.6508 | 262.856 | 0.317 | 57.584 | 0.475 | 12149, DFB ketel | [6 empty] | 1.(c) | E.ON Benelux NV (Maasvlakte) | E.On Benelux NV (Maasvlakte) | 6306 | Coloradoweg |  | Maasvlakte Rotterdam | 3199LA | 1960 | 2420 | 0 | 7000 | p
NL | 2012 | NL74 | 2012NL74 | 2012-74 | 74 | E.On Benelux NV (Maasvlakte), 91388 | Coloradoweg, 10, 3199LA, Maasvlakte Rotterdam | Art 4(3) - existing plants | ESI | 1280 | no | 905.968 | 30779.25 | 19.952 |  |  | 1135.553 | 854.522 | 26.369 | 12149, EFM Eenheid 1 | [6 empty] | 1.(c) | E.ON Benelux NV (Maasvlakte) | E.On Benelux NV (Maasvlakte) | 6306 | Coloradoweg |  | Maasvlakte Rotterdam | 3199LA | 1960 | 2420 | 0 | 7000 | p
NL | 2012 | NL75 | 2012NL75 | 2012-75 | 75 | E.On Benelux NV (Maasvlakte), 91389 | Coloradoweg, 10, 3199LA, Maasvlakte Rotterdam | Art 4(3) - existing plants | ESI | 1280 | no | 1068.018 | 32616.975 | 33.067 |  |  | 1285.799 | 856.125 | 23.906 | 12149, EFM Eenheid 2 | [6 empty] | 1.(c) | E.ON Benelux NV (Maasvlakte) | E.On Benelux NV (Maasvlakte) | 6306 | Coloradoweg |  | Maasvlakte Rotterdam | 3199LA | 1960 | 2420 | 0 | 7000 | p
NL | 2012 | NL76 | 2012NL76 | 2012-76 | 76 | E.On Benelux NV (Maasvlakte), 91391 | Coloradoweg, 10, 3199LA, Maasvlakte Rotterdam | Art 4(3) - existing plants | ESI | 270 | no |  |  | 91.071 | 6821.6551 | 87.522 | 1.051 | 187.569 | 2.312 | 12149, GT inclusief HRSG ketel | [6 empty] | 1.(c) | E.ON Benelux NV (Maasvlakte) | E.On Benelux NV (Maasvlakte) | 6306 | Coloradoweg |  | Maasvlakte Rotterdam | 3199LA | 1960 | 2420 | 0 | 7000 | p
NL | 2012 | NL77 | 2012NL77 | 2012-77 | 77 | E.On Benelux NV (RoCa), 90600 | Capelseweg, 400, 3068AX, Rotterdam | Art 4(3) - existing plants | ESI | 65 | no |  |  | 0.731 | 168.0401 |  | 0.017 | 7.69 | 0.0017 | 12150, Hulpketel 3 | [6 empty] | 1.(c) | E.ON Benelux NV (RoCa) | E.On Benelux NV (RoCa) | 6311 | Capelseweg |  | Rotterdam | 3068AX | 298 | 0 | 0 | 443 | p
NL | 2012 | NL78 | 2012NL78 | 2012-78 | 78 | E.On Benelux NV (RoCa), 90601 | Capelseweg, 400, 3068AX, Rotterdam | Art 4(3) - existing plants | ESI | 65 | no |  |  | 0.344 | 551.2816 |  | 0.008 | 25.904 | 0.0008 | 12150, Hulpketel 4 | [6 empty] | 1.(c) | E.ON Benelux NV (RoCa) | E.On Benelux NV (RoCa) | 6311 | Capelseweg |  | Rotterdam | 3068AX | 298 | 0 | 0 | 443 | p
NL | 2012 | NL79 | 2012NL79 | 2012-79 | 79 | Elsta B.V. & Co. CV, 90786 | Herbert H. Dowweg, 5, 4542NM, Hoek | Art 4(3) - existing plants | ESI | 574 | yes |  |  |  | 7635.6744 | 1752.286 |  | 105.23 | 0.938 | 114744, GTG HRB 101 | [6 empty] | 1.(c) | ELSTA B.V. & Co. C.V. | Elsta B.V. & Co. CV | 6141 | Herbert H. Dowweg |  | Hoek | 4542NM | 304 | 0 | 0 | 1500 | p
NL | 2012 | NL80 | 2012NL80 | 2012-80 | 80 | Elsta B.V. & Co. CV, 90787 | Herbert H. Dowweg, 5, 4542NM, Hoek | Art 4(3) - existing plants | ESI | 574 | yes |  |  |  | 6880.9525 | 461.63 |  | 72.823 | 0.734 | 114744, GTG HRB 201 | [6 empty] | 1.(c) | ELSTA B.V. & Co. C.V. | Elsta B.V. & Co. CV | 6141 | Herbert H. Dowweg |  | Hoek | 4542NM | 304 | 0 | 0 | 1500 | p
NL | 2012 | NL81 | 2012NL81 | 2012-81 | 81 | Elsta B.V. & Co. CV, 90788 | Herbert H. Dowweg, 5, 4542NM, Hoek | Art 4(3) - existing plants | ESI | 574 | yes |  |  |  | 9197.9554 | 1096.994 |  | 125.998 | 1.022 | 114744, GTG HRB 301 | [6 empty] | 1.(c) | ELSTA B.V. & Co. C.V. | Elsta B.V. & Co. CV | 6141 | Herbert H. Dowweg |  | Hoek | 4542NM | 304 | 0 | 0 | 1500 | p
NL | 2012 | NL82 | 2012NL82 | 2012-82 | 82 | Enecal Energy VOF, 87555 | Merseyweg, 10, 3197KG, Botlek Rotterdam | Art 4(3) - existing plants | ESI | 175 | yes |  |  |  | 1787.1793 |  |  | 33.272 |  | 115085, Cogen C | [6 empty] | 1.(c) | Enecal Energy V.O.F. | Enecal Energy VOF | 78342 | Merseyweg |  | Botlek Rotterdam | 3197KG | 0 | 0 | 0 | 100 | p
NL | 2012 | NL83 | 2012NL83 | 2012-83 | 83 | ENECOGEN V.O.F., 89935 | Markweg, 194, 3198NB, Europoort Rotterdam | Art 4(3) - existing plants | ESI | 737 | yes |  |  |  | 4231.2808 |  |  | 65.496 |  | 204654, Gasturbine Unit 10 | [6 empty] | 1.(c) | ENECOGEN V.O.F. | ENECOGEN V.O.F. | 177158 | Markweg |  | Europoort Rotterdam | 3198NB | 116 | 0 | 0 | 439 | p
NL | 2012 | NL84 | 2012NL84 | 2012-84 | 84 | ENECOGEN V.O.F., 89936 | Markweg, 194, 3198NB, Europoort Rotterdam | Art 4(3) - existing plants | ESI | 737 | yes |  |  |  | 3461.3 |  |  | 49.319 |  | 204654, Gasturbine Unit 20 | [6 empty] | 1.(c) | ENECOGEN V.O.F. | ENECOGEN V.O.F. | 177158 | Markweg |  | Europoort Rotterdam | 3198NB | 116 | 0 | 0 | 439 | p
NL | 2012 | NL85 | 2012NL85 | 2012-85 | 85 | EPZ NV (Conventional Operations), 88108 | Zeedijk, 32, 4454PM, Borssele | Art 4(3) - existing plants | ESI | 1060 | no | 3353.148 | 21457.15 |  | 145.4672 | 225.3162 | 852.047 | 693.053 | 17.292 | 54001, BS12 Ketel | [6 empty] | 1.(c) | EPZ NV (Conventional Operations) | EPZ NV (Conventional Operations) | 10128 | Zeedijk |  | Borssele | 4454PM | 697 | 852 | 0 | 2360 | p
NL | 2012 | NL86 | 2012NL86 | 2012-86 | 86 | Essent bio-energiecentrale Cuijk, 87478 | Lange Oijen, 31, 5433NG, Katwijk NB | Art 4(3) - existing plants | ESI | 80 | no | 692.5615 |  |  | 3.5046 |  | 3.767 | 13.669 | 3.022 | 49016, Ketel BEC | [6 empty] | 1.(c) | Essent Power BV | Essent bio-energiecentrale Cuijk | 78487 | Lange Oijen |  | Katwijk NB | 5433NG | 0 | 0 | 0 | 0 | p
NL | 2012 | NL87 | 2012NL87 | 2012-87 | 87 | Essent Energie Productie BV (Amer), 90265 | Amerweg, 1, 4931NC, Geertruidenberg | Art 4(3) - existing plants | ESI | 1670 | no | 4255.7354 | 27203.9171 |  | 2932.6877 |  | 775.182 | 2190.742 | 45.312 | 44004, Amer 8 | [6 empty] | 1.(c) | Essent Energie Productie BV (Amer) | Essent Energie Productie BV (Amer) | 9537 | Amerweg |  | Geertruidenberg | 4931NC | 3540 | 1900 | 0 | 5770 | p
NL | 2012 | NL88 | 2012NL88 | 2012-88 | 88 | Essent Energie Productie BV (Amer), 90266 | Amerweg, 1, 4931NC, Geertruidenberg | Art 4(3) - existing plants | ESI | 1420 | no | 7099.4221 | 31678.3618 |  | 218.1378 | 803.4987 | 1127.465 | 1338.277 | 20.423 | 44004, Amer 9 | [6 empty] | 1.(c) | Essent Energie Productie BV (Amer) | Essent Energie Productie BV (Amer) | 9537 | Amerweg |  | Geertruidenberg | 4931NC | 3540 | 1900 | 0 | 5770 | p
NL | 2012 | NL89 | 2012NL89 | 2012-89 | 89 | Essent Energie Productie BV (Clauscentrale), 87998 | Voortstraat, 19, 6051JP, Maasbracht | Art 4(3) - existing plants | ESI | 1600 | no |  |  |  | 282.615 |  |  | 3.745 |  | 4001, Eenheid A | [6 empty] | 1.(c) | Essent Energie Productie BV (Clauscentrale) | Essent Energie Productie BV (Clauscentrale) | 9295 | Voortstraat |  | Maasbracht | 6051JP | 169 | 0 | 0 | 618 | p
NL | 2012 | NL90 | 2012NL90 | 2012-90 | 90 | Essent Energie Productie BV (Clauscentrale), 87999 | Voortstraat, 19, 6051JP, Maasbracht | Art 4(3) - existing plants | ESI | 280 | yes |  |  |  | 3856.847 |  |  | 66.584 |  | 4001, Eenheid C1 | [6 empty] | 1.(c) | Essent Energie Productie BV (Clauscentrale) | Essent Energie Productie BV (Clauscentrale) | 9295 | Voortstraat |  | Maasbracht | 6051JP | 169 | 0 | 0 | 618 | p
NL | 2012 | NL91 | 2012NL91 | 2012-91 | 91 | Essent Energie Productie BV (Clauscentrale), 88000 | Voortstraat, 19, 6051JP, Maasbracht | Art 4(3) - existing plants | ESI | 280 | yes |  |  |  | 3177.029 |  |  | 41.414 |  | 4001, Eenheid C2 | [6 empty] | 1.(c) | Essent Energie Productie BV (Clauscentrale) | Essent Energie Productie BV (Clauscentrale) | 9295 | Voortstraat |  | Maasbracht | 6051JP | 169 | 0 | 0 | 618 | p
NL | 2012 | NL92 | 2012NL92 | 2012-92 | 92 | Essent Energie Productie BV (Clauscentrale), 88001 | Voortstraat, 19, 6051JP, Maasbracht | Art 4(3) - existing plants | ESI | 280 | yes |  |  |  | 3572.107 |  |  | 54.48 |  | 4001, Eenheid C3 | [6 empty] | 1.(c) | Essent Energie Productie BV (Clauscentrale) | Essent Energie Productie BV (Clauscentrale) | 9295 | Voortstraat |  | Maasbracht | 6051JP | 169 | 0 | 0 | 618 | p
NL | 2012 | NL93 | 2012NL93 | 2012-93 | 93 | Essent Energie Productie WKC Eindhoven, 87509 | Beukenlaan, 2, 5651CD, Eindhoven | Art 4(3) - existing plants | ESI | 106 | yes |  |  |  | 466.6879 |  |  | 8.625 |  | 48084, Gasturbine | [6 empty] | 1.(c) | Essent | Essent Energie Productie WKC Eindhoven | 121313 | Beukenlaan |  | Eindhoven | 5651CD | 0 | 0 | 0 | 0 | p
NL | 2012 | NL94 | 2012NL94 | 2012-94 | 94 | Essent WKC Bergen op Zoom, 87514 | Moervaart, 1, 4622RR, Bergen op Zoom | Art 4(3) - existing plants | ESI | 68.6 | yes |  |  |  | 0 |  |  | 0 |  | 48083, Gasturbine | [6 empty] | 5.(d) | Attero | Locatie Bergen op Zoom | 7471 | Moervaart |  | Bergen op Zoom | 4622RR | 0 | 0 | 0 | 0 | m
NL | 2012 | NL95 | 2012NL95 | 2012-95 | 95 | Essent WKC Helmond 1+2, 87500 | Achterdijk, 42, 5705CB, Helmond | Art 4(3) - existing plants | ESI | 59.8 | yes |  |  |  | 580.6668 |  |  | 38.672 |  | 44008, Gasturbine 1 | [6 empty] | 1.(c) | Essent Power BV | Essent WKC Helmond 1+2 | 78475 | Achterdijk |  | Helmond | 5705CB | 0 | 0 | 0 | 0 | p
NL | 2012 | NL96 | 2012NL96 | 2012-96 | 96 | Essent WKC Helmond 1+2, 87501 | Achterdijk, 42, 5705CB, Helmond | Art 4(3) - existing plants | ESI | 61.5 | yes |  |  |  | 502.4264 |  |  | 12.36 |  | 44008, Gasturbine 2 | [6 empty] | 1.(c) | Essent Power BV | Essent WKC Helmond 1+2 | 78475 | Achterdijk |  | Helmond | 5705CB | 0 | 0 | 0 | 0 | p
NL | 2012 | NL97 | 2012NL97 | 2012-97 | 97 | Essent WKC 's-Hertogenbosch, 87476 | Zandzuigerstraat, 8, 5201AR, 's-Hertogenbosch | Art 4(3) - existing plants | ESI | 68.6 | yes |  |  |  | 108.7143 |  |  | 4.881 |  | 48072, Gasturbine
NL | 2012 | NL98 | 2012NL98 | 2012-98 | 98 | Esso Nederland BV (Raffinaderij Rotterdam), 89543 | Botlekweg, 121, 3197KA, Botlek Rotterdam | Art 4(3) - existing plants | Refineries | 128 | no |  |  |  |  | 3486.994 | 375.797 | 105.783 | 1.361 | 10061, F-5101 | [6 empty] | 1.(a) | Esso Nederland BV | Esso Nederland BV (Raffinaderij Rotterdam) | 5732 | Botlekweg |  | Botlek Rotterdam | 3197KA | 853 | 2510 | 0 | 2290 | p
NL | 2012 | NL99 | 2012NL99 | 2012-99 | 99 | Esso Nederland BV (Raffinaderij Rotterdam), 89544 | Botlekweg, 121, 3197KA, Botlek Rotterdam | Art 4(3) - existing plants | Refineries | 51 | no |  |  |  |  | 1481.6798 | 159.666 | 44.913 | 0.579 | 10061, F-5102 | [6 empty] | 1.(a) | Esso Nederland BV | Esso Nederland BV (Raffinaderij Rotterdam) | 5732 | Botlekweg |  | Botlek Rotterdam | 3197KA | 853 | 2510 | 0 | 2290 | p
NL | 2012 | NL100 | 2012NL100 | 2012-100 | 100 | Esso Nederland BV (Raffinaderij Rotterdam), 89546 | Botlekweg, 121, 3197KA, Botlek Rotterdam | Art 4(3) - existing plants | Refineries | 51 | no |  |  |  |  | 1343.8074 | 187.266 | 29.926 | 2.521 | 10061, F-6401 | [6 empty] | 1.(a) | Esso Nederland BV | Esso Nederland BV (Raffinaderij Rotterdam) | 5732 | Botlekweg |  | Botlek Rotterdam | 3197KA | 853 | 2510 | 0 | 2290 | p
NL | 2012 | NL101 | 2012NL101 | 2012-101 | 101 | Esso Nederland BV (Raffinaderij Rotterdam), 89547 | Botlekweg, 121, 3197KA, Botlek Rotterdam | Art 4(3) - existing plants | Refineries | 71 | no |  |  |  |  | 1442.8529 | 139.09 | 33.015 | 2.444 | 10061, F-6701 | [6 empty] | 1.(a) | Esso Nederland BV | Esso Nederland BV (Raffinaderij Rotterdam) | 5732 | Botlekweg |  | Botlek Rotterdam | 3197KA | 853 | 2510 | 0 | 2290 | p
NL | 2012 | NL102 | 2012NL102 | 2012-102 | 102 | Esso Nederland BV (Raffinaderij Rotterdam), 89548 | Botlekweg, 121, 3197KA, Botlek Rotterdam | Art 4(3) - existing plants | Refineries | 121 | no |  |  |  |  | 2081.2838 | 224.709 | 51.439 | 2.74 | 10061, SG-8101A | [6 empty] | 1.(a) | Esso Nederland BV | Esso Nederland BV (Raffinaderij Rotterdam) | 5732 | Botlekweg |  | Botlek Rotterdam | 3197KA | 853 | 2510 | 0 | 2290 | p
NL | 2012 | NL103 | 2012NL103 | 2012-103 | 103 | Esso Nederland BV (Raffinaderij Rotterdam), 89549 | Botlekweg, 121, 3197KA, Botlek Rotterdam | Art 4(3) - existing plants | Refineries | 121 | no |  |  |  |  | 2121.6013 | 227.011 | 45.546 | 2.699 | 10061, SG-8101B | [6 empty] | 1.(a) | Esso Nederland BV | Esso Nederland BV (Raffinaderij Rotterdam) | 5732 | Botlekweg |  | Botlek Rotterdam | 3197KA | 853 | 2510 | 0 | 2290 | p
NL | 2012 | NL104 | 2012NL104 | 2012-104 | 104 | Esso Nederland BV (Raffinaderij Rotterdam), 89550 | Botlekweg, 121, 3197KA, Botlek Rotterdam | Art 4(3) - existing plants | Refineries | 107 | no |  |  |  |  | 1116.0505 | 20.535 | 80.087 | 0.621 | 10061, SG-861 | [6 empty] | 1.(a) | Esso Nederland BV | Esso Nederland BV (Raffinaderij Rotterdam) | 5732 | Botlekweg |  | Botlek Rotterdam | 3197KA | 853 | 2510 | 0 | 2290 | p
NL | 2012 | NL105 | 2012NL105 | 2012-105 | 105 | Eurogen CV, 87543 | Merseyweg, 10, 3197KG, Botlek Rotterdam | Art 4(3) - existing plants | ESI | 175 | yes |  |  |  | 3402.6286 | 231.33 |  | 220.828 |  | 114757, Cogen A | [6 empty] | 1.(c) | Eurogen CV | Eurogen CV | 6142 | Merseyweg |  | Botlek Rotterdam | 3197KG | 484 | 0 | 0 | 466 | p
NL | 2012 | NL106 | 2012NL106 | 2012-106 | 106 | Eurogen CV, 87544 | Merseyweg, 10, 3197KG, Botlek Rotterdam | Art 4(3) - existing plants | ESI | 175 | yes |  |  |  | 4253.4115 | 289.179 |  | 262.961 |  | 114757, Cogen B | [6 empty] | 1.(c) | Eurogen CV | Eurogen CV | 6142 | Merseyweg |  | Botlek Rotterdam | 3197KG | 484 | 0 | 0 | 466 | p
NL | 2012 | NL107 | 2012NL107 | 2012-107 | 107 | ExxonMobil Chemical Holland BV (RAP), 89532 | Botlekweg, 121, 3197KA, Botlek Rotterdam | Art 4(3) - existing plants | Other (non refineries) | 52 | no |  |  |  |  | 1469.743 | 190.568 | 31.836 | 6.366 | 10062, F-1750 | [6 empty] | 4.(a) | ExxonMobil Chemical Holland BV | ExxonMobil Chemical Holland BV (RAP) | 5733 | Botlekweg |  | Botlek Rotterdam | 3197KA | 125 | 499 | 0 | 458 | p
NL | 2012 | NL108 | 2012NL108 | 2012-108 | 108 | ExxonMobil Chemical Holland BV (RAP), 89533 | Botlekweg, 121, 3197KA, Botlek Rotterdam | Art 4(3) - existing plants | Other (non refineries) | 89 | no |  |  |  |  | 2374.9653 | 218.703 | 40.21 | 2.061 | 10062, F-4002 | [6 empty] | 4.(a) | ExxonMobil Chemical Holland BV | ExxonMobil Chemical Holland BV (RAP) | 5733 | Botlekweg |  | Botlek Rotterdam | 3197KA | 125 | 499 | 0 | 458 | p
NL | 2012 | NL109 | 2012NL109 | 2012-109 | 109 | ExxonMobil Chemical Holland BV (ROP van RPI), 88736 | Merwedeweg, 21, 3198LH, Europoort Rotterdam | Art 4(3) - existing plants | Other (non refineries) | 50 | no |  |  |  | 385.1653 | 861.39 |  | 38.16 |  | 12135, SG-1301 | [6 empty] | 4.(a) | ExxonMobil Chemical Holland BV | ExxonMobil Chemical Holland BV (ROP van RPI) | 37237 | Merwedeweg |  | Europoort Rotterdam | 3198LH | 0 | 0 | 0 | 0 | p
NL | 2012 | NL110 | 2012NL110 | 2012-110 | 110 | ExxonMobil Chemical Holland BV (ROP van RPI), 88737 | Merwedeweg, 21, 3198LH, Europoort Rotterdam | Art 4(3) - existing plants | Other (non refineries) | 50 | no |  |  |  | 18.1307 | 24.84 |  | 3.47 |  | 12135, SG-1302 | [6 empty] | 4.(a) | ExxonMobil Chemical Holland BV | ExxonMobil Chemical Holland BV (ROP van RPI) | 37237 | Merwedeweg |  | Europoort Rotterdam | 3198LH | 0 | 0 | 0 | 0 | p
NL | 2012 | NL111 | 2012NL111 | 2012-111 | 111 | FrieslandCampina (Leeuwarden), 90096 | Pieter Stuyvesantweg, 1, 8937AC, Leeuwarden | Art 4(3) - existing plants | Other (non refineries) | 51 | no |  |  |  | 393.8169 |  |  | 5.7 | 0 | 92012, Ketel 9 | [6 empty] | 8.(c) | FrieslandCampina | FrieslandCampina (Leeuwarden) | 11161 | Pieter Stuyvesantweg |  | Leeuwarden | 8937AC | 0 | 0 | 0 | 0 | p
NL | 2012 | NL112 | 2012NL112 | 2012-112 | 112 | GDF SUEZ (Centrale Bergum), 89757 | Koumarwei, 2, 9251ML, Burgum | Art 4(3) - existing plants | ESI | 720 | no |  |  |  | 0 |  |  | 0 |  | 94003, BG10 | [6 empty] | 1.(c) | GDF SUEZ Energie Nerderland NV (Centrale Bergum) | GDF SUEZ (Centrale Bergum) | 11194 | Koumarwei |  | Burgum | 9251ML | 0 | 0 | 0 | 0 | p
NL | 2012 | NL113 | 2012NL113 | 2012-113 | 113 | GDF SUEZ (Centrale Bergum), 89760 | Koumarwei, 2, 9251ML, Burgum | Art 4(3) - existing plants | ESI | 720 | no |  |  |  | 0 |  |  | 0 |  | 94003, BG20 | [6 empty] | 1.(c) | GDF SUEZ Energie Nerderland NV (Centrale Bergum) | GDF SUEZ (Centrale Bergum) | 11194 | Koumarwei |  | Burgum | 9251ML | 0 | 0 | 0 | 0 | p
NL | 2012 | NL114 | 2012NL114 | 2012-114 | 114 | GDF SUEZ Centrale Harculo, 89638 | IJsselcentraleweg, 6, 8015PA, Zwolle | Art 4(3) - existing plants | ESI | 761 | no |  |  |  | 0 |  |  | 0 |  | 74003, HC60 | [6 empty] | 1.(c) | GDF SUEZ Energie Nederland NV | GDF SUEZ Centrale Harculo | 10641 | IJsselcentraleweg |  | Zwolle | 8015PA | 0 | 0 | 0 | 0 | p
NL | 2012 | NL115 | 2012NL115 | 2012-115 | 115 | GDF SUEZ Centrale Harculo, 89639 | IJsselcentraleweg, 6, 8015PA, Zwolle | Art 4(3) - existing plants | ESI | 288 | no |  |  |  | 23.0178 |  |  | 4.765 |  | 74003, HC-62 | [6 empty] | 1.(c) | GDF SUEZ Energie Nederland NV | GDF SUEZ Centrale Harculo | 10641 | IJsselcentraleweg |  | Zwolle | 8015PA | 0 | 0 | 0 | 0 | p
NL | 2012 | NL116 | 2012NL116 | 2012-116 | 116 | GDF Suez Energie Nederland NV Eemscentrale, 87883 | Robbenplaatweg, 17, 9979XL, Eemshaven | Art 4(3) - existing plants | ESI | 1520 | no |  |  |  | 123.1818 |  |  | 3.876 |  | 104001, EC20 (EC22) | [6 empty] | 1.(c) | GDF Suez Energie Nederland NV | GDF Suez Energie Nederland NV Eemscentrale | 5889 | Robbenplaatweg |  | Eemshaven | 9979XL | 571 | 0 | 0 | 1410 | p
NL | 2012 | NL117 | 2012NL117 | 2012-117 | 117 | GDF Suez Energie Nederland NV Eemscentrale, 87884 | Robbenplaatweg, 17, 9979XL, Eemshaven | Art 4(3) - existing plants | ESI | 635 | no |  |  |  | 5209.0203 |  |  | 100.123 |  | 104001, EC3 | [6 empty] | 1.(c) | GDF Suez Energie Nederland NV | GDF Suez Energie Nederland NV Eemscentrale | 5889 | Robbenplaatweg |  | Eemshaven | 9979XL | 571 | 0 | 0 | 1410 | p
NL | 2012 | NL118 | 2012NL118 | 2012-118 | 118 | GDF Suez Energie Nederland NV Eemscentrale, 87885 | Robbenplaatweg, 17, 9979XL, Eemshaven | Art 4(3) - existing plants | ESI | 635 | no |  |  |  | 3944.1597 |  |  | 95.297 |  | 104001, EC4 | [6 empty] | 1.(c) | GDF Suez Energie Nederland NV | GDF Suez Energie Nederland NV Eemscentrale | 5889 | Robbenplaatweg |  | Eemshaven | 9979XL | 571 | 0 | 0 | 1410 | p
NL | 2012 | NL119 | 2012NL119 | 2012-119 | 119 | GDF Suez Energie Nederland NV Eemscentrale, 87886 | Robbenplaatweg, 17, 9979XL, Eemshaven | Art 4(3) - existing plants | ESI | 635 | no |  |  |  | 4896.4765 |  |  | 127.141 |  | 104001, EC5 | [6 empty] | 1.(c) | GDF Suez Energie Nederland NV | GDF Suez Energie Nederland NV Eemscentrale | 5889 | Robbenplaatweg |  | Eemshaven | 9979XL | 571 | 0 | 0 | 1410 | p
NL | 2012 | NL120 | 2012NL120 | 2012-120 | 120 | GDF Suez Energie Nederland NV Eemscentrale, 87887 | Robbenplaatweg, 17, 9979XL, Eemshaven | Art 4(3) - existing plants | ESI | 635 | no |  |  |  | 5318.8774 |  |  | 104.906 |  | 104001, EC6 | [6 empty] | 1.(c) | GDF Suez Energie Nederland NV | GDF Suez Energie Nederland NV Eemscentrale | 5889 | Robbenplaatweg |  | Eemshaven | 9979XL | 571 | 0 | 0 | 1410 | p
NL | 2012 | NL121 | 2012NL121 | 2012-121 | 121 | GDF Suez Energie Nederland NV Eemscentrale, 87888 | Robbenplaatweg, 17, 9979XL, Eemshaven | Art 4(3) - existing plants | ESI | 635 | no |  |  |  | 5040.1676 |  |  | 133.258 |  | 104001, EC7 | [6 empty] | 1.(c) | GDF Suez Energie Nederland NV | GDF Suez Energie Nederland NV Eemscentrale | 5889 | Robbenplaatweg |  | Eemshaven | 9979XL | 571 | 0 | 0 | 1410 | p
NL | 2012 | NL122 | 2012NL122 | 2012-122 | 122 | Koch HC Partnership BV, 90346 | Neckarweg, 5, 3198LJ, Europoort Rotterdam | Art 4(3) - existing plants | Refineries | 77 | no |  |  |  | 871.8698 | 964.084 | 7.273 | 37.479 | 1.304 | 12177, Fornuis (F-102) | [6 empty] | 1.(a) | Koch Industries Inc. | Koch HC Partnership BV | 121221 | Neckarweg |  | Europoort Rotterdam | 3198LJ | 0 | 0 | 0 | 118 | p
NL | 2012 | NL123 | 2012NL123 | 2012-123 | 123 | Kuwait Petroleum Europoort BV (KPE), 88847 | Moezelweg, 255, 3198LS, Europoort Rotterdam | Art 4(3) - existing plants | Refineries | 55 | no |  |  |  | 1411.7228 | 0 | 147.457 | 52.475 | 0.423 | 10059, 155-B | [6 empty] | 1.(a) | Kuwait Petroleum Europoort B.V. (KPE) | Kuwait Petroleum Europoort BV (KPE) | 5730 | Moezelweg |  | Europoort Rotterdam | 3198LS | 328 | 657 | 0 | 514 | p
NL | 2012 | NL124 | 2012NL124 | 2012-124 | 124 | Kuwait Petroleum Europoort BV (KPE), 88848 | Moezelweg, 255, 3198LS, Europoort Rotterdam | Art 4(3) - existing plants | Refineries | 97 | no |  |  |  | 167.5799 | 25.916 | 0.472 | 9.291 | 0.068 | 10059, 5001-B1 | [6 empty] | 1.(a) | Kuwait Petroleum Europoort B.V. (KPE) | Kuwait Petroleum Europoort BV (KPE) | 5730 | Moezelweg |  | Europoort Rotterdam | 3198LS | 328 | 657 | 0 | 514 | p
NL | 2012 | NL125 | 2012NL125 | 2012-125 | 125 | Kuwait Petroleum Europoort BV (KPE), 88849 | Moezelweg, 255, 3198LS, Europoort Rotterdam | Art 4(3) - existing plants | Refineries | 97 | no |  |  |  | 563.1963 | 87.172 | 1.587 | 34.17 | 0.068 | 10059, 5001-B2 | [6 empty] | 1.(a) | Kuwait Petroleum Europoort B.V. (KPE) | Kuwait Petroleum Europoort BV (KPE) | 5730 | Moezelweg |  | Europoort Rotterdam | 3198LS | 328 | 657 | 0 | 514 | p
NL | 2012 | NL126 | 2012NL126 | 2012-126 | 126 | Kuwait Petroleum Europoort BV (KPE), 88850 | Moezelweg, 255, 3198LS, Europoort Rotterdam | Art 4(3) - existing plants | Refineries | 97 | no |  |  |  | 538.3783 | 83.328 | 1.517 | 32.294 | 0.218 | 10059, 5001-B3 | [6 empty] | 1.(a) | Kuwait Petroleum Europoort B.V. (KPE) | Kuwait Petroleum Europoort BV (KPE) | 5730 | Moezelweg |  | Europoort Rotterdam | 3198LS | 328 | 657 | 0 | 514 | p
NL | 2012 | NL127 | 2012NL127 | 2012-127 | 127 | Kuwait Petroleum Europoort BV (KPE), 88851 | Moezelweg, 255, 3198LS, Europoort Rotterdam | Art 4(3) - existing plants | Refineries | 97 | no |  |  |  | 966.2733 | 149.606 | 2.722 | 14.698 | 0.995 | 10059, 5201-B | [6 empty] | 1.(a) | Kuwait Petroleum Europoort B.V. (KPE) | Kuwait Petroleum Europoort BV (KPE) | 5730 | Moezelweg |  | Europoort Rotterdam | 3198LS | 328 | 657 | 0 | 514 | p
NL | 2012 | NL128 | 2012NL128 | 2012-128 | 128 | Kuwait Petroleum Europoort BV (KPE), 88852 | Moezelweg, 255, 3198LS, Europoort Rotterdam | Art 4(3) - existing plants | Refineries | 55 | no |  |  |  |  | 1301.2625 | 48.986 | 32.389 | 0.475 | 10059, 6301-4B | [6 empty] | 1.(a) | Kuwait Petroleum Europoort B.V. (KPE) | Kuwait Petroleum Europoort BV (KPE) | 5730 | Moezelweg |  | Europoort Rotterdam | 3198LS | 328 | 657 | 0 | 514 | p
NL | 2012 | NL129 | 2012NL129 | 2012-129 | 129 | Maasstroom Energie CV, 88205 | Petroleumweg, 46, 3196KD, Vondelingenplaat Rotterdam | Art 4(3) - existing plants | ESI | 800 | no |  |  |  | 4773.2368 |  | 0.06 | 68.051 | 0.239 | 203505, GT20 + HRSG 20 | [6 empty] | 1.(c) | InterGen NV | Maasstroom Energie CV | 177150 | Petroleumweg |  | Vondelingenplaat Rotterdam | 3196KD | 0 | 0 | 0 | 269 | p
NL | 2012 | NL130 | 2012NL130 | 2012-130 | 130 | Maxima-centrale, 89621 | IJsselmeerdijk, 101, 8221RC, Lelystad | Art 4(3) - existing plants | ESI | 437.5 | no |  |  |  | 15450.4598 |  |  | 129.876 |  | 114001, FL4 | [6 empty] | 1.(c) | GDF-SUEZ Energie Nederland | Maxima-centrale | 19642 | IJsselmeerdijk |  | Lelystad | 8221RC | 244 | 0 | 0 | 1730 | p
NL | 2012 | NL131 | 2012NL131 | 2012-131 | 131 | Maxima-centrale, 89622 | IJsselmeerdijk, 101, 8221RC, Lelystad | Art 4(3) - existing plants | ESI | 437.5 | no |  |  |  | 15084.1488 |  |  | 113.814 |  | 114001, FL5 | [6 empty] | 1.(c) | GDF-SUEZ Energie Nederland | Maxima-centrale | 19642 | IJsselmeerdijk |  | Lelystad | 8221RC | 244 | 0 | 0 | 1730 | p
NL | 2012 | NL132 | 2012NL132 | 2012-132 | 132 | Maxima-centrale, 89623 | IJsselmeerdijk, 101, 8221RC, Lelystad | Art 4(3) - existing plants | ESI | 380 | yes |  |  |  | 3.0172 |  |  | 0.603 |  | 114001, Gasturbine FL32 | [6 empty] | 1.(c) | GDF-SUEZ Energie Nederland | Maxima-centrale | 19642 | IJsselmeerdijk |  | Lelystad | 8221RC | 244 | 0 | 0 | 1730 | p
NL | 2012 | NL133 | 2012NL133 | 2012-133 | 133 | Nuon (Kanaalweg), 90757 | Kanaalweg, 60, 3527KX, Utrecht | Art 4(3) - existing plants | ESI | 81 | no |  |  | 80.023 |  |  | 7.444 | 5.24 | 0.4 | 201986, Kanaleneiland ketel 1 t/m ketel 8
NL | 2012 | NL134 | 2012NL134 | 2012-134 | 134 | Nuon (Nieuwegein), 90760 | Doorslag, 3, 3435DG, Nieuwegein | Art 4(3) - existing plants | ESI | 128 | no |  |  | 344.645 | 48.2986 |  | 16.031 | 22.923 | 1.7327 | 202419, Nieuwegein ketel 1 t/m ketel 10
NL | 2012 | NL135 | 2012NL135 | 2012-135 | 135 | Nuon HWC Nicolaas Beetsstraat, 90762 | Nicolaas Beetsstraat, 3, 3511HD, Utrecht | Art 4(3) - existing plants | ESI | 58 | no |  |  |  | 24.2229 |  |  | 1.322 | 0.005 | 202418, Nicolaas Beetsstraat ketel 11 t/m ketel 14
NL | 2012 | NL136 | 2012NL136 | 2012-136 | 136 | Nuon HWC Overvecht (Esmoreit), 90512 | Esmoreitdreef, 2, 3562LB, Utrecht | Art 4(3) - existing plants | ESI | 145 | no |  |  |  | 3.9694 |  |  | 0.231 | 0.0008 | 202268, Overvecht ketel 3 t/m ketel 10
NL | 2012 | NL137 | 2012NL137 | 2012-137 | 137 | Nuon IJmond 1, 90365 | Hoflaan, 1, 1951HJ, Velsen-Noord | Art 4(3) - existing plants | ESI | 315 | no |  |  |  | 0 | 7666.54 | 221.684 | 390.496 | 1.113 | 28176, IJmond 01 | [6 empty] | 1.(c) | Nuon IJmond 1 | Nuon IJmond 1 | 8407 | Hoflaan |  | Velsen-Noord | 1951HJ | 391 | 222 | 0 | 1870 | p
NL | 2012 | NL138 | 2012NL138 | 2012-138 | 138 | Nuon Power Generation BV (Buggenum), 90505 | Roermondseweg, 55, 6081NT, Haelen | Art 4(3) - existing plants | ESI | 480 | yes | 933.266 | 7989.288 |  | 561.973 |  | 27.021 | 167.329 | 1.681 | 5746, STEG / Afgassenketel inclusief gasturbine | [6 empty] | 1.(c) | Nuon Power Generation BV (Buggenum) | Nuon Power Generation BV (Buggenum) | 10287 | Roermondseweg |  | Haelen | 6081NT | 251 | 195 | 0 | 909 | p
NL | 2012 | NL139 | 2012NL139 | 2012-139 | 139 | Nuon Power Generation BV (Diemen), 90752 | Overdiemerweg, 35, 1111PP, Diemen | Art 4(3) - existing plants | ESI | 465 | yes |  |  |  | 9039.1949 |  |  | 410.704 | 1.808 | 24002, Diemen 33 | [6 empty] | 1.(c) | Nuon Power Generation BV (Diemen) | Nuon Power Generation BV (Diemen) | 8040 | Overdiemerweg |  | Diemen | 1111PP | 455 | 0 | 0 | 651 | p
NL | 2012 | NL140 | 2012NL140 | 2012-140 | 140 | Nuon Power Generation BV (Diemen), 90753 | Overdiemerweg, 35, 1111PP, Diemen | Art 4(3) - existing plants | ESI | 435 | no |  |  |  | 1812.683 |  |  | 30.892 | 0.363 | 24002, Diemen 34 | [6 empty] | 1.(c) | Nuon Power Generation BV (Diemen) | Nuon Power Generation BV (Diemen) | 8040 | Overdiemerweg |  | Diemen | 1111PP | 455 | 0 | 0 | 651 | p
NL | 2012 | NL141 | 2012NL141 | 2012-141 | 141 | Nuon Power Generation BV (Diemen), 90754 | Overdiemerweg, 35, 1111PP, Diemen | Art 4(3) - existing plants | ESI | 105 | no |  |  |  | 661.7369 |  |  | 12.707 | 0.132 | 24002, Hulp Warmte Centrale Diemen | [6 empty] | 1.(c) | Nuon Power Generation BV (Diemen) | Nuon Power Generation BV (Diemen) | 8040 | Overdiemerweg |  | Diemen | 1111PP | 455 | 0 | 0 | 651 | p
NL | 2012 | NL142 | 2012NL142 | 2012-142 | 142 | Nuon Power Generation BV (Hemweg), 90714 | Petroleumhavenweg, 1, 1041AB, Amsterdam | Art 4(3) - existing plants | ESI | 1370 | no |  |  | 0 | 16.5203 |  |  | 2.333 | 0.003 | 24000, HW 07 | [6 empty] | 1.(c) | Nuon Power Generation BV (Hemweg) | Nuon Power Generation BV (Hemweg) | 8039 | Petroleumhavenweg |  | Amsterdam | 1041AB | 701 | 657 | 56.3 | 3590 | p
NL | 2012 | NL143 | 2012NL143 | 2012-143 | 143 | Nuon Power Generation BV (Hemweg), 90715 | Petroleumhavenweg, 1, 1041AB, Amsterdam | Art 4(3) - existing plants | ESI | 1600 | no | 0 | 34554.84 |  | 233.1481 |  |  | 634.479 | 69.978 | 24000, HW 08 | [6 empty] | 1.(c) | Nuon Power Generation BV (Hemweg) | Nuon Power Generation BV (Hemweg) | 8039 | Petroleumhavenweg |  | Amsterdam | 1041AB | 701 | 657 | 56.3 | 3590 | p
NL | 2012 | NL144 | 2012NL144 | 2012-144 | 144 | Nuon Power Generation BV (Hemweg), 90716 | Petroleumhavenweg, 1, 1041AB, Amsterdam | Art 4(3) - existing plants | ESI | 737.2881 | no |  |  |  | 3784.4004 |  |  | 62.502 |  | 24000, HW 09 | [6 empty] | 1.(c) | Nuon Power Generation BV (Hemweg) | Nuon Power Generation BV (Hemweg) | 8039 | Petroleumhavenweg |  | Amsterdam | 1041AB | 701 | 657 | 56.3 | 3590 | p
NL | 2012 | NL145 | 2012NL145 | 2012-145 | 145 | Nuon Power Generation BV (Lage Weide), 90284 | Atoomweg, 7, 3542AA, Utrecht | Art 4(3) - existing plants | ESI | 465 | no |  |  |  | 8404.3946 |  |  | 340.437 | 1.681 | 202825, Lage Weide 6 | [6 empty] | 1.(c) | Nuon Power Generation BV (Lage Weide) | Nuon Power Generation BV (Lage Weide) | 19760 | Atoomweg |  | Utrecht | 3542AA | 348 | 0 | 0 | 501 | p
NL | 2012 | NL146 | 2012NL146 | 2012-146 | 146 | Nuon Power Generation BV (Merwedekanaal), 90280 | Keulsekade, 181, 3534AC, Utrecht | Art 4(3) - existing plants | ESI | 243 | yes |  |  |  | 241.8886 |  |  | 13.162 | 0.048 | 202824, Merwedekanaal 11 | [6 empty] | 1.(c) | Nuon Power Generation BV (Merwedekanaal) | Nuon Power Generation BV (Merwedekanaal) | 19759 | Keulsekade |  | Utrecht | 3534AC | 435 | 0 | 0 | 289 | p
NL | 2012 | NL147 | 2012NL147 | 2012-147 | 147 | Nuon Power Generation BV (Merwedekanaal), 90281 | Keulsekade, 181, 3534AC, Utrecht | Art 4(3) - existing plants | ESI | 431 | yes |  |  |  | 4867.8954 |  |  | 421.961 | 0.974 | 202824, Merwedekanaal 12 | [6 empty] | 1.(c) | Nuon Power Generation BV (Merwedekanaal) | Nuon Power Generation BV (Merwedekanaal) | 19759 | Keulsekade |  | Utrecht | 3534AC | 435 | 0 | 0 | 289 | p
NL | 2012 | NL148 | 2012NL148 | 2012-148 | 148 | Nuon Power Generation BV (Velsen), 90355 | Hoflaan, 1, 1951HJ, Velsen-Noord | Art 4(3) - existing plants | ESI | 1222 | no |  |  |  | 1472.521 | 3464.613 | 68.031 | 168.889 | 0.692 | 24003, Velsen 24 | [6 empty] | 1.(c) | Nuon Power Generation BV (Velsen) | Nuon Power Generation BV (Velsen) | 8041 | Hoflaan |  | Velsen-Noord | 1951HJ | 995 | 389 | 0 | 4470 | p
NL | 2012 | NL149 | 2012NL149 | 2012-149 | 149 | Nuon Power Generation BV (Velsen), 90356 | Hoflaan, 1, 1951HJ, Velsen-Noord | Art 4(3) - existing plants | ESI | 919 | no |  |  |  | 5279.4323 | 15272.231 | 320.748 | 821.481 | 2.999 | 24003, Velsen 25 | [6 empty] | 1.(c) | Nuon Power Generation BV (Velsen) | Nuon Power Generation BV (Velsen) | 8041 | Hoflaan |  | Velsen-Noord | 1951HJ | 995 | 389 | 0 | 4470 | p
NL | 2012 | NL150 | 2012NL150 | 2012-150 | 150 | Reststoffen Energie Centrale (REC), 89352 | Lange Lijnbaan, 14, 8861NW, Harlingen | Art 4(3) - existing plants | Other (non refineries) | 103 | no |  |  |  | 308.7977 |  | 6.888 | 103.201 | 0.909 | 203496, lijn 1 | [6 empty] | 5.(b) | Reststoffen Energie Centrale (REC) | Reststoffen Energie Centrale (REC) | 177149 | Lange Lijnbaan |  | Harlingen | 8861NW | 103 | 0 | 0 | 282 | p
NL | 2012 | NL151 | 2012NL151 | 2012-151 | 151 | Rijnmond Energie, 88202 | Petroleumweg, 46, 3196KD, Vondelingenplaat Rotterdam | Art 4(3) - existing plants | ESI | 748 | yes |  |  |  | 7924.7486 |  |  | 242.601 | 0.396 | 115181, Combustion Turbine Generator 11A + Ketel A | [6 empty] | 1.(c) | Rijnmond Energie C.V. | Rijnmond Energie | 19670 | Petroleumweg |  | Vondelingenplaat Rotterdam | 3196KD | 543 | 0 | 0 | 961 | p
NL | 2012 | NL152 | 2012NL152 | 2012-152 | 152 | Rijnmond Energie, 88203 | Petroleumweg, 46, 3196KD, Vondelingenplaat Rotterdam | Art 4(3) - existing plants | ESI | 748 | yes |  |  |  | 9076.1123 |  |  | 300.017 | 0.454 | 115181, Combustion Turbine Generator 11B + Ketel B | [6 empty] | 1.(c) | Rijnmond Energie C.V. | Rijnmond Energie | 19670 | Petroleumweg |  | Vondelingenplaat Rotterdam | 3196KD | 543 | 0 | 0 | 961 | p
NL | 2012 | NL153 | 2012NL153 | 2012-153 | 153 | SABIC Innovative Plastics BV, 89722 | Plasticslaan, 1, 4612PX, Bergen op Zoom | Art 4(3) - existing plants | Other (non refineries) | 57.7 | no |  |  |  | 392.6765 | 1097.093 | 0 | 54.709 | 0.298 | 41101, HYCO-3 (Air Liquide) | [6 empty] | 4.(a) | SABIC | SABIC Innovative Plastics BV | 9346 | Plasticslaan |  | Bergen op Zoom | 4612PX | 153 | 0 | 0 | 434 | p
NL | 2012 | NL154 | 2012NL154 | 2012-154 | 154 | Sappi Maastricht BV, 88693 | Biesenweg, 16, 6211AA, Maastricht | Art 4(3) - existing plants | Other (non refineries) | 125 | yes |  |  |  | 3018.1544 |  | 0 | 170.788 |  | 60, Hoofdinstallatie 60 MW / 135 ton | [6 empty] | 6.(b) | Sappi Maastricht B.V. | Sappi Maastricht BV | 10354 | Biesenweg |  | Maastricht | 6211AA | 196 | 0 | 0 | 192 | p
NL | 2012 | NL155 | 2012NL155 | 2012-155 | 155 | Sappi Maastricht BV, 88695 | Biesenweg, 16, 6211AA, Maastricht | Art 4(3) - existing plants | Other (non refineries) | 100 | yes |  |  |  | 169.3606 |  | 0 | 20.635 |  | 60, Reserve installatie 24 MW / 100 ton | [6 empty] | 6.(b) | Sappi Maastricht B.V. | Sappi Maastricht BV | 10354 | Biesenweg |  | Maastricht | 6211AA | 196 | 0 | 0 | 192 | p
NL | 2012 | NL156 | 2012NL156 | 2012-156 | 156 | Sappi Nijmegen BV, 87831 | Ambachtsweg, 2, 6541DB, Nijmegen | Art 4(3) - existing plants | Other (non refineries) | 68.5 | yes |  |  |  | 978.5044 |  |  | 50.64 |  | 64308, Ketel 6 + gasturbine | [6 empty] | 6.(b) | Sappi Nijmegen B.V. | Sappi Nijmegen BV | 10442 | Ambachtsweg |  | Nijmegen | 6541DB | 0 | 0 | 0 | 0 | p
NL | 2012 | NL157 | 2012NL157 | 2012-157 | 157 | SCA Packaging De Hoop BV, 87390 | Harderwijkerweg, 41, 6961GH, Eerbeek | Art 4(3) - existing plants | Other (non refineries) | 200 | yes |  |  |  | 3511.9268 |  | 0 | 136.249 |  | 64335, K10 | [6 empty] | 6.(b) | DS Smith Packaging Netherlands BV | DS Smith Paper De Hoop Mill | 10443 | Harderwijkerweg |  | Eerbeek | 6961GH | 142 | 0 | 0 | 203 | p
NL | 2012 | NL158 | 2012NL158 | 2012-158 | 158 | Shell Nederland Chemie BV (Moerdijk), 88928 | Chemieweg, 25, 4782SJ, Moerdijk | Art 4(3) - existing plants | Other (non refineries) | 100 | no |  |  | 2959.2426 |  |  | 0 | 148.514 | 27.268 | 41003, Fornuis F-5301 MSPO-2 | [6 empty] | 4.(a) | Shell Nederland Chemie B.V. | Shell Nederland Chemie BV (Moerdijk) | 9340 | Chemieweg |  | Moerdijk | 4782SJ | 1900 | 402 | 77.6 | 2500 | p
NL | 2012 | NL159 | 2012NL159 | 2012-159 | 159 | Shell Nederland Chemie BV (Moerdijk), 88929 | Chemieweg, 25, 4782SJ, Moerdijk | Art 4(3) - existing plants | Other (non refineries) | 104 | no |  |  |  |  | 2242.6884 | 0 | 105.498 | 1.995 | 41003, Fornuizen F901 1301 | [6 empty] | 4.(a) | Shell Nederland Chemie B.V. | Shell Nederland Chemie BV (Moerdijk) | 9340 | Chemieweg |  | Moerdijk | 4782SJ | 1900 | 402 | 77.6 | 2500 | p
NL | 2012 | NL160 | 2012NL160 | 2012-160 | 160 | Shell Nederland Chemie BV (Moerdijk), 88930 | Chemieweg, 25, 4782SJ, Moerdijk | Art 4(3) - existing plants | Other (non refineries) | 582 | no |  |  |  |  | 20226.0508 | 0 | 635.775 | 16.691 | 41003, Kraakfornuizen MLO | [6 empty] | 4.(a) | Shell Nederland Chemie B.V. | Shell Nederland Chemie BV (Moerdijk) | 9340 | Chemieweg |  | Moerdijk | 4782SJ | 1900 | 402 | 77.6 | 2500 | p
NL | 2012 | NL161 | 2012NL161 | 2012-161 | 161 | Shell Nederland Chemie BV (Moerdijk), 88931 | Chemieweg, 25, 4782SJ, Moerdijk | Art 4(3) - existing plants | Other (non refineries) | 300 | no |  |  | 3758.019 | 6352.155 | 3759.1936 | 401.914 | 972.429 | 49.302 | 41003, MLO-U MLO | [6 empty] | 4.(a) | Shell Nederland Chemie B.V. | Shell Nederland Chemie BV (Moerdijk) | 9340 | Chemieweg |  | Moerdijk | 4782SJ | 1900 | 402 | 77.6 | 2500 | p
NL | 2012 | NL162 | 2012NL162 | 2012-162 | 162 | Shell Nederland Raffinaderij BV, 89050 | Vondelingenweg, 601, 3196KK, Vondelingenplaat Rotterdam | Art 4(3) - existing plants | Refineries | 66 | no |  |  |  | 15.0566 | 1261.8244 | 13.632 | 70.397 | 0.698 | 10057, CD5 - F201A | [6 empty] | 1.(a) | Shell Nederland Raffinaderij B.V. | Shell Nederland Raffinaderij BV | 5728 | Vondelingenweg |  | Vondelingenplaat Rotterdam | 3196KK | 2060 | 4660 | 120 | 4090 | p
NL | 2012 | NL163 | 2012NL163 | 2012-163 | 163 | Shell Nederland Raffinaderij BV, 89051 | Vondelingenweg, 601, 3196KK, Vondelingenplaat Rotterdam | Art 4(3) - existing plants | Refineries | 66 | no |  |  |  | 15.0566 | 1302.072 | 14.148 | 75.019 | 0.72 | 10057, CD5 - F201B | [6 empty] | 1.(a) | Shell Nederland Raffinaderij B.V. | Shell Nederland Raffinaderij BV | 5728 | Vondelingenweg |  | Vondelingenplaat Rotterdam | 3196KK | 2060 | 4660 | 120 | 4090 | p
NL | 2012 | NL164 | 2012NL164 | 2012-164 | 164 | Shell Nederland Raffinaderij BV, 89052 | Vondelingenweg, 601, 3196KK, Vondelingenplaat Rotterdam | Art 4(3) - existing plants | Refineries | 55 | no |  |  |  | 15.0566 | 1517.411 | 16.081 | 76.251 | 0.838 | 10057, CD5 - F201C | [6 empty] | 1.(a) | Shell Nederland Raffinaderij B.V. | Shell Nederland Raffinaderij BV | 5728 | Vondelingenweg |  | Vondelingenplaat Rotterdam | 3196KK | 2060 | 4660 | 120 | 4090 | p
NL | 2012 | NL165 | 2012NL165 | 2012-165 | 165 | Shell Nederland Raffinaderij BV, 89053 | Vondelingenweg, 601, 3196KK, Vondelingenplaat Rotterdam | Art 4(3) - existing plants | Refineries | 55 | no |  |  |  | 15.0566 | 825.745 | 43.662 | 48.865 | 0.475 | 10057, CD5 - F202 | [6 empty] | 1.(a) | Shell Nederland Raffinaderij B.V. | Shell Nederland Raffinaderij BV | 5728 | Vondelingenweg |  | Vondelingenplaat Rotterdam | 3196KK | 2060 | 4660 | 120 | 4090 | p
NL | 2012 | NL166 | 2012NL166 | 2012-166 | 166 | Shell Nederland Raffinaderij BV, 89054 | Vondelingenweg, 601, 3196KK, Vondelingenplaat Rotterdam | Art 4(3) - existing plants | Refineries | 66 | no |  |  |  | 177.4529 | 1352.7878 | 15.594 | 66.155 | 1.974 | 10057, CD6 - F201A | [6 empty] | 1.(a) | Shell Nederland Raffinaderij B.V. | Shell Nederland Raffinaderij BV | 5728 | Vondelingenweg |  | Vondelingenplaat Rotterdam | 3196KK | 2060 | 4660 | 120 | 4090 | p
NL | 2012 | NL167 | 2012NL167 | 2012-167 | 167 | Shell Nederland Raffinaderij BV, 89055 | Vondelingenweg, 601, 3196KK, Vondelingenplaat Rotterdam | Art 4(3) - existing plants | Refineries | 66 | no |  |  |  | 177.4529 | 1276.8814 | 14.647 | 63.664 | 1.974 | 10057, CD6 - F201B | [6 empty] | 1.(a) | Shell Nederland Raffinaderij B.V. | Shell Nederland Raffinaderij BV | 5728 | Vondelingenweg |  | Vondelingenplaat Rotterdam | 3196KK | 2060 | 4660 | 120 | 4090 | p
NL | 2012 | NL168 | 2012NL168 | 2012-168 | 168 | Shell Nederland Raffinaderij BV, 89056 | Vondelingenweg, 601, 3196KK, Vondelingenplaat Rotterdam | Art 4(3) - existing plants | Refineries | 55 | no |  |  |  | 177.4529 | 1198.7284 | 13.916 | 55.117 | 1.398 | 10057, CD6 - F201C | [6 empty] | 1.(a) | Shell Nederland Raffinaderij B.V. | Shell Nederland Raffinaderij BV | 5728 | Vondelingenweg |  | Vondelingenplaat Rotterdam | 3196KK | 2060 | 4660 | 120 | 4090 | p
NL | 2012 | NL169 | 2012NL169 | 2012-169 | 169 | Shell Nederland Raffinaderij BV, 89057 | Vondelingenweg, 601, 3196KK, Vondelingenplaat Rotterdam | Art 4(3) - existing plants | Refineries | 55 | no |  |  |  | 177.4529 | 1415.836 | 54.765 | 43.493 | 1.657 | 10057, CD6 - F202 | [6 empty] | 1.(a) | Shell Nederland Raffinaderij B.V. | Shell Nederland Raffinaderij BV | 5728 | Vondelingenweg |  | Vondelingenplaat Rotterdam | 3196KK | 2060 | 4660 | 120 | 4090 | p
NL | 2012 | NL170 | 2012NL170 | 2012-170 | 170 | Shell Nederland Raffinaderij BV, 89075 | Vondelingenweg, 601, 3196KK, Vondelingenplaat Rotterdam | Art 4(3) - existing plants | Refineries | 160 | no |  |  |  | 1015.3623 | 1517.466 | 0.079 | 53.702 | 0.196 | 10057, HMU | [6 empty] | 1.(a) | Shell Nederland Raffinaderij B.V. | Shell Nederland Raffinaderij BV | 5728 | Vondelingenweg |  | Vondelingenplaat Rotterdam | 3196KK | 2060 | 4660 | 120 | 4090 | p
NL | 2012 | NL171 | 2012NL171 | 2012-171 | 171 | Shell Nederland Raffinaderij BV, 89077 | Vondelingenweg, 601, 3196KK, Vondelingenplaat Rotterdam | Art 4(3) - existing plants | Refineries | 130 | no |  |  |  |  | 2821.7256 | 0 | 138.674 | 0.547 | 10057, Platformer 3 | [6 empty] | 1.(a) | Shell Nederland Raffinaderij B.V. | Shell Nederland Raffinaderij BV | 5728 | Vondelingenweg |  | Vondelingenplaat Rotterdam | 3196KK | 2060 | 4660 | 120 | 4090 | p
NL | 2012 | NL172 | 2012NL172 | 2012-172 | 172 | Sloe Centrale BV (Vlissingen), 88528 | Albanieweg, 10, 4389PR, Ritthem | Art 4(3) - existing plants | ESI | 750 | yes |  |  |  | 10351.3922 |  |  | 165.024 |  | 201386, UNIT 10 | [6 empty] | 1.(c) | Sloe Centrale B.V. | Sloe Centrale BV (Vlissingen) | 121256 | Albanieweg |  | Ritthem | 4389PR | 343 | 0 | 0 | 1160 | p
NL | 2012 | NL173 | 2012NL173 | 2012-173 | 173 | Sloe Centrale BV (Vlissingen), 88529 | Albanieweg, 10, 4389PR, Ritthem | Art 4(3) - existing plants | ESI | 750 | yes |  |  |  | 10130.3236 |  |  | 174.534 |  | 201386, UNIT 20 | [6 empty] | 1.(c) | Sloe Centrale B.V. | Sloe Centrale BV (Vlissingen) | 121256 | Albanieweg |  | Ritthem | 4389PR | 343 | 0 | 0 | 1160 | p
NL | 2012 | NL174 | 2012NL174 | 2012-174 | 174 | Suiker Unie (Dinteloord), 88597 | Noordzeedijk, 113, 4671TL, Dinteloord | Art 4(3) - existing plants | Other (non refineries) | 80 | no |  |  |  | 910.0624 |  |  | 27.12 |  | 42310, Ketel 25 | [6 empty] | 8.(b) | Suiker Unie (Dinteloord) | Suiker Unie (Dinteloord) | 9420 | Noordzeedijk |  | Dinteloord | 4671TL | 0 | 0 | 0 | 118 | p
NL | 2012 | NL175 | 2012NL175 | 2012-175 | 175 | Suiker Unie (Dinteloord), 88598 | Noordzeedijk, 113, 4671TL, Dinteloord | Art 4(3) - existing plants | Other (non refineries) | 80 | no |  |  |  | 785.8085 |  |  | 29.704 |  | 42310, Ketel 27 | [6 empty] | 8.(b) | Suiker Unie (Dinteloord) | Suiker Unie (Dinteloord) | 9420 | Noordzeedijk |  | Dinteloord | 4671TL | 0 | 0 | 0 | 118 | p
NL | 2012 | NL176 | 2012NL176 | 2012-176 | 176 | Suiker Unie Vierverlaten, 90863 | Fabriekslaan, 12, 9745AG, Groningen | Art 4(3) - existing plants | Other (non refineries) | 88 | no |  |  |  | 668.1677 |  | 0.151 | 29.266 | 0 | 102302, Bronswerkketel | [6 empty] | 8.(b) | CSM Suiker BV (Vierverlaten) | Suiker Unie Vierverlaten | 5816 | Fabriekslaan |  | Groningen | 9745AG | 0 | 0 | 0 | 111 | p
NL | 2012 | NL177 | 2012NL177 | 2012-177 | 177 | Tata Steel IJmuiden BV, 95032 | Wenckebachstraat, 1, 1951JZ, Velsen-Noord | Art 4(3) - existing plants | Iron/Steel | 110 | no |  |  |  | 10.0697 | 1057.014 | 24.223 | 45.534 | 0.8537 | 23301, ENB02 | [6 empty] | 2.(b) | Tata Steel Group | Tata Steel IJmuiden BV | 7974 | Wenckebachstraat |  | Velsen-Noord | 1951JZ | 5950 | 2980 | 775 | 5980 | p
NL | 2012 | NL178 | 2012NL178 | 2012-178 | 178 | Tata Steel IJmuiden BV, 95033 | Wenckebachstraat, 1, 1951JZ, Velsen-Noord | Art 4(3) - existing plants | Iron/Steel | 110 | no |  |  |  | 60.4632 | 1379.172 | 17.385 | 59.9452 | 0.8638 | 23301, ENB03 | [6 empty] | 2.(b) | Tata Steel Group | Tata Steel IJmuiden BV | 7974 | Wenckebachstraat |  | Velsen-Noord | 1951JZ | 5950 | 2980 | 775 | 5980 | p
NL | 2012 | NL179 | 2012NL179 | 2012-179 | 179 | Tata Steel IJmuiden BV, 95035 | Wenckebachstraat, 1, 1951JZ, Velsen-Noord | Art 4(3) - existing plants | Iron/Steel | 56 | no |  |  |  | 11.6395 | 858.294 | 8.134 | 23.0487 | 2.2174 | 23301, ENB07 | [6 empty] | 2.(b) | Tata Steel Group | Tata Steel IJmuiden BV | 7974 | Wenckebachstraat |  | Velsen-Noord | 1951JZ | 5950 | 2980 | 775 | 5980 | p
NL | 2012 | NL180 | 2012NL180 | 2012-180 | 180 | Tata Steel IJmuiden BV, 95037 | Wenckebachstraat, 1, 1951JZ, Velsen-Noord | Art 4(3) - existing plants | Iron/Steel | 110 | no |  |  |  | 17.8277 | 1120.828 | 34.204 | 45.928 | 0.5693 | 23301, ENB10 | [6 empty] | 2.(b) | Tata Steel Group | Tata Steel IJmuiden BV | 7974 | Wenckebachstraat |  | Velsen-Noord | 1951JZ | 5950 | 2980 | 775 | 5980 | p
NL | 2012 | NL181 | 2012NL181 | 2012-181 | 181 | Tata Steel IJmuiden BV, 95038 | Wenckebachstraat, 1, 1951JZ, Velsen-Noord | Art 4(3) - existing plants | Iron/Steel | 110 | no |  |  |  | 19.2953 | 836.933 | 21.003 | 31.826 | 0.5136 | 23301, ENB11 | [6 empty] | 2.(b) | Tata Steel Group | Tata Steel IJmuiden BV | 7974 | Wenckebachstraat |  | Velsen-Noord | 1951JZ | 5950 | 2980 | 775 | 5980 | p
NL | 2012 | NL182 | 2012NL182 | 2012-182 | 182 | Tata Steel IJmuiden BV, 95039 | Wenckebachstraat, 1, 1951JZ, Velsen-Noord | Art 4(3) - existing plants | Iron/Steel | 110 | no |  |  |  | 1030.2992 | 807.087 | 7.321 | 97.007 | 0.3981 | 23301, ENB12 | [6 empty] | 2.(b) | Tata Steel Group | Tata Steel IJmuiden BV | 7974 | Wenckebachstraat |  | Velsen-Noord | 1951JZ | 5950 | 2980 | 775 | 5980 | p
NL | 2012 | NL183 | 2012NL183 | 2012-183 | 183 | YARA Sluiskil BV, 91418 | Industrieweg, 10, 4541HJ, Sluiskil | Art 4(3) - existing plants | Other (non refineries) | 63 | no |  |  |  | 880.9077 |  | 0 | 27.281 | 0 | 51105, Centrale 1 : Ketel 7 | [6 empty] | 4.(c) | YARA Sluiskil BV | YARA Sluiskil BV | 9982 | Industrieweg |  | Sluiskil | 4541HJ | 746 | 0 | 555 | 2480 | p
NL | 2012 | NL184 | 2012NL184 | 2012-184 | 184 | YARA Sluiskil BV, 91419 | Industrieweg, 10, 4541HJ, Sluiskil | Art 4(3) - existing plants | Other (non refineries) | 184 | yes |  |  | 0 | 2993.9637 |  | 0 | 70.268 | 0 | 51105, centrale 3: GT ( Mach 7) +ketel 8 | [6 empty] | 4.(c) | YARA Sluiskil BV | YARA Sluiskil BV | 9982 | Industrieweg |  | Sluiskil | 4541HJ | 746 | 0 | 555 | 2480 | p
NL | 2012 | NL185 | 2012NL185 | 2012-185 | 185 | Zeeland Refinery N.V., 87291 | Luxemburgweg, 1, 4455TM, Nieuwdorp | Art 4(3) - existing plants | Refineries | 51.1 | no |  |  |  | 4.0215 | 160.1325 | 4.224 | 33.364 | 0.047 | 51501, 072H01A | [6 empty] | 1.(a) | Zeeland Refinery N.V. | Zeeland Refinery N.V. | 10003 | Luxemburgweg |  | Nieuwdorp | 4455TM | 532 | 2360 | 0 | 1480 | p
NL | 2012 | NL186 | 2012NL186 | 2012-186 | 186 | Zeeland Refinery N.V., 87292 | Luxemburgweg, 1, 4455TM, Nieuwdorp | Art 4(3) - existing plants | Refineries | 51.1 | no |  |  | 0.082 | 1.1333 | 146.9025 | 4.882 | 56.221 | 0.044 | 51501, 072H01B | [6 empty] | 1.(a) | Zeeland Refinery N.V. | Zeeland Refinery N.V. | 10003 | Luxemburgweg |  | Nieuwdorp | 4455TM | 532 | 2360 | 0 | 1480 | p
NL | 2012 | NL187 | 2012NL187 | 2012-187 | 187 | Zeeland Refinery N.V., 87293 | Luxemburgweg, 1, 4455TM, Nieuwdorp | Art 4(3) - existing plants | Refineries | 126.6 | no |  |  |  |  | 745.185 | 154.705 | 72.155 | 7.051 | 51501, 201H01 | [6 empty] | 1.(a) | Zeeland Refinery N.V. | Zeeland Refinery N.V. | 10003 | Luxemburgweg |  | Nieuwdorp | 4455TM | 532 | 2360 | 0 | 1480 | p
NL | 2012 | NL188 | 2012NL188 | 2012-188 | 188 | Zeeland Refinery N.V., 87294 | Luxemburgweg, 1, 4455TM, Nieuwdorp | Art 4(3) - existing plants | Refineries | 185 | no |  |  |  | 1389.3683 | 3011.025 | 0.288 | 77.616 | 0 | 51501, 303H01 | [6 empty] | 1.(a) | Zeeland Refinery N.V. | Zeeland Refinery N.V. | 10003 | Luxemburgweg |  | Nieuwdorp | 4455TM | 532 | 2360 | 0 | 1480 | p
NL | 2012 | NL189 | 2012NL189 | 2012-189 | 189 | Zeeland Refinery N.V., 87295 | Luxemburgweg, 1, 4455TM, Nieuwdorp | Art 4(3) - existing plants | Refineries | 51 | no |  |  |  | 412.6725 | 986.7225 | 0.085 | 21.957 | 0 | 51501, 309H01 | [6 empty] | 1.(a) | Zeeland Refinery N.V. | Zeeland Refinery N.V. | 10003 | Luxemburgweg |  | Nieuwdorp | 4455TM | 532 | 2360 | 0 | 1480 | p
[39 empty] | 189 | total
[39 empty] | 173 | p
[39 empty] | 10 | n
[39 empty] | 1 | m
[39 empty] | 0 | l
Note on U2: Ioanna Kourti: Comments prefixed with "AMEC" are comments by AMEC.
Note on Z2: Ioanna Kourti: Notes in this column which state a pollutant indicate that the ELVs for that pollutants do not apply until the specified date.

## PL
[28 empty] | E-PRTR | [10 empty] | method (p=postal code, n=plants'/facilities' names and addresses, m=manually, l=same linkage as for 2008 data)
MS | Year | Master LCP ID | Unique ID | ID per MS | Plant Number | Plant name | Plant location | Status of the plant | Sector | MWth | Gas turbine | Biomass (TJ) | Other solid fuels (TJ) | Liquid fuels (TJ) | Natural gas (TJ) | Other gases (TJ) | SO2 (t) | NOx (t) | Dust (t) | Further explanations or comments by MS | NERP | TNP | IED Article 33 potential opt-outs | Small isolated systems | Accession Treaty | Currently closed? - Year of closure if known | ActivityCode | ParentCompanyName | FacilityName | FacilityID | StreetName | BuildingNumber | City | PostalCode | NOX(t) | SOX(t) | PM10(t) | CO2(kt)
PL | 2012 | PL1 | 2012PL1 | 2012-1 | 1 | PGE Górnictwo i Energetyka Konwencjonalna S.A.- Oddział Elektrownia Bełchatów | Rogowiec, ul. Energetyczna 7, 97-406 Bełchatów |  |  | 14420 | No | 5207.253 | 305998.9387 | 555.484 | 0 | 0 | 77830.6207 | 40342.3435 | 1262.7626 | [7 empty] | 1.(c) | - | PGE Górnictwo i Energetyka Konwencjonalna S.A., Oddział Elektrownia Bełchatów | 1298 | Energetyczna 7 |  | Rogowiec | 97-406 | 40300 | 77800 | 1150 | 35200 | p
PL | 2012 | PL2 | 2012PL2 | 2012-2 | 2 | PGE Górnictwo i Energetyka Konwencjonalna S.A.- Oddział Elektrownia Opole | 46-021 Brzezie k/Opola |  |  | 3807.6 | No | 1366.3472 | 65212.6885 | 221.7898 | 0 | 0 | 4165.9003 | 9793.0144 | 193.96 | [7 empty] | 1.(c) | PGE Polska Grupa Energetyczna S.A. | PGE Elektrownia Opole S.A. | 5102 | - |  | Brzezie | 46-021 | 9790 | 4170 | 155 | 6400 | p
PL | 2012 | PL3 | 2012PL3 | 2012-3 | 3 | PGE Górnictwo i Energetyka Konwencjonalna S.A.- Oddział Elektrownia Turów | ul. Młodych Energetyków 12, 59-916 Bogatynia 3 |  |  | 4936 | No | 2124.1006 | 95510.7677 | 668.002 | 0 | 2.1758 | 33626.702 | 11789.685 | 1344.7184 | [7 empty] | 1.(c) | PGE Górnictwo i Energetyka Konwencjonalna S.A. | PGE Górnictwo i Energetyka Konwencjonalna S.A., Oddział Elektrownia Turów | 198 | Młodych Energetyków 12 |  | Bogatynia | 59-916 | 11800 | 33600 | 1170 | 10900 | p
PL | 2012 | PL4 | 2012PL4 | 2012-4 | 4 | ENEA Wytwarzanie S.A. | Świerże Górne, gm.Kozienice, 26-900 Kozienice 1 |  |  | 7408 | No | 4798.2773 | 104326.4624 | 283.6361 | 0 | 0 | 32488.4751 | 18202.5176 | 787.3103 | [7 empty] | 1.(c) | ENEA Spółka Akcyjna | Elektrownia "KOZIENICE" S.A. | 4951 | - |  | Świerże Górne | 26-900 | 18200 | 32500 | 787 | 10400 | p
PL | 2012 | PL5 | 2012PL5 | 2012-5 | 5 | Elektrownia Połaniec S.A. - Grupa GDF SUEZ Energia Polska | Zawada 26, 28-230 Połaniec |  |  | 4680.5 | No | 11644.4393 | 67455.8205 | 276.8744 | 0 | 0 | 7527.134 | 12287.042 | 697.096 | [7 empty] | 1.(c) | - | Elektrownia Połaniec Spółka Akcyjna - Grupa GDF SUEZ Energia Polska | 6672 | brak 26 |  | Zawada | 28-230 | 12300 | 7530 | 297 | 6430 | p
PL | 2012 | PL6 | 2012PL6 | 2012-6 | 6 | EDF Rybnik S.A. | ul. Podmiejska, 44–207 Rybnik |  |  | 4712 | No | 9411.2335 | 85032.5248 | 378.7729 | 0 | 0 | 23464.0399 | 15592.6009 | 814.0695 | [7 empty] | 1.(c) | - | EDF Rybnik S.A. | 6461 | Podmiejska brak |  | Rybnik | 44-207 | 15600 | 23500 | 451 | 7930 | p
PL | 2012 | PL7 | 2012PL7 | 2012-7 | 7 | Elektrownia Skawina S.A. | ul. Piłsudskiego 10, 32-050 Skawina |  |  | 1551 | No | 2450.1031 | 10371.1012 | 56.5339 | 0 | 0 | 4805.1604 | 2680.3026 | 213.4786 | [7 empty] | 1.(c) | CEZ Poland Distribution B.V. | Elektrownia Skawina S.A. | 4646 | Piłsudskiego 10 |  | Skawina | 32-050 | 2680 | 4800 | 209 | 1240 | p
PL | 2012 | PL8 | 2012PL8 | 2012-8 | 8 | TAURON Wytwarzanie S.A. – Oddział Elektrownia Stalowa Wola w Stalowej Woli | ul. Energetyków 13, 37-450 Stalowa Wola |  |  | 1139.7 | No | 1121.3682 | 9846.6258 | 0 | 137.7991 | 0 | 3928.65 | 2019.113 | 130.668 | [7 empty] | 1.(c) | TAURON Polska Energia S.A. | TAURON Wytwarzanie Spółka Akcyjna – Oddział Elektrownia Stalowa Wola w Stalowej Woli | 5214 | Energetyków 13 |  | Stalowa Wola | 37-450 | 2020 | 3930 | 111 | 1040 | p
PL | 2012 | PL9 | 2012PL9 | 2012-9 | 9 | TAURON Wytwarzanie S.A. – Oddział Elektrownia Jaworzno III w Jaworznie – Elektrownia III | ul. Promienna 51, 43-603 Jaworzno |  |  | 3360 | No | 1789.3212 | 61322.5723 | 343.9497 | 0 | 0 | 5874.667 | 9229.9005 | 189.7881 | [7 empty] | 1.(c) | TAURON POLSKA ENERGIA S.A. | Tauron Wytwarzanie Spólka Akcyjna-Oddział Elektrownia Jaworzno III w Jaworznie | 6497 | Promienna 51 |  | Jaworzno | 43-603 | 9230 | 5870 | 156 | 5920 | p
PL | 2012 | PL10 | 2012PL10 | 2012-10 | 10 | TAURON Wytwarzanie S.A. – Oddział Elektrownia Blachownia w Kędzierzynie-Koźlu | ul. Energetyków 11, 47-225 Kędzierzyn-Koźle |  |  | 628.8 | No | 0 | 0 | 0 | 0 | 5816.2824 | 27.0265 | 516.9675 | 3.3428 | [7 empty] | 1.(c) | TAURON Polska Energia S.A. | TAURON Wytwarzanie Spółka Akcyjna -Oddział Elektrownia Blachownia w Kędzierzynie-Koźlu | 5105 | Energetyków 11 |  | Kędzierzyn Koźle | 47-225 | 517 | 0 | 0 | 278 | p
PL | 2012 | PL11 | 2012PL11 | 2012-11 | 11 | TAURON Wytwarzanie S.A. – Oddział Elektrownia Jaworzno III w Jaworznie – Elektrownia II | ul. Energetyków 15, 43-603 Jaworzno |  |  | 547.6 | No | 1664.4543 | 7669.8137 | 25.6566 | 0 | 0 | 1781.1816 | 875.7257 | 83.1686 | [7 empty] | 1.(c) | TAURON POLSKA ENERGIA S.A. | Tauron Wytwarzanie Spółka Akcyjna-Oddział Elektrownia Jaworzno II w Jaworznie | 6493 | Energetyków 15 |  | Jaworzno | 43-603 | 876 | 1780 | 86.2 | 768 | p
PL | 2012 | PL12 | 2012PL12 | 2012-12 | 12 | TAURON Wytwarzanie S.A. – Oddział Elektrownia Łaziska w Łaziskach Górnych | ul. Wyzwolenia 30, 43-170 Łaziska Górne |  |  | 2920 | No | 1881.607 | 42369.7707 | 394.2719 | 0 | 0 | 5306.481 | 6698.315 | 350.948 | [7 empty] | 1.(c) | TAURON POLSKA ENERGIA S.A. | TAURON Wytwarzanie Spółka Akcyjna-Oddział Elektrownia Łaziska | 6494 | Wyzwolenia 30 |  | Łaziska Górne | 43-170 | 6700 | 5310 | 248 | 4000 | p
PL | 2012 | PL13 | 2012PL13 | 2012-13 | 13 | TAURON Wytwarzanie S.A. – Oddział Elektrownia Halemba w Rudzie Śląskiej | ul. P. Skargi 67, 41-706 Ruda Śląska |  |  | 695.6 | No | 0 | 0 | 0 | 0 | 0 | 0 | 0 | 0 | [7 empty] | 1.(c) | TAURON POLSKA ENERGIA S.A. | TAURON Wytarzanie Spólka Akcyjna-Oddział Elektrownia Halemba | 6491 | Skargi 67 |  | Ruda Śląska | 41-706 | 123 | 450 | 54.6 | 0 | p
PL | 2012 | PL14 | 2012PL14 | 2012-14 | 14 | TAURON Wytwarzanie S.A. – Oddział Elektrownia Łagisza w Będzinie | ul. Pokoju 14, 42-504 Będzin |  |  | 2373 | No | 0 | 38163.0943 | 251.4086 | 0 | 0 | 3817.8609 | 5678.3293 | 243.27 | [7 empty] | 1.(c) | TAURON POLSKA ENERGIA S.A. | Tauron Wytwarzanie S.A., Oddział Elektrownia Łagisza w Będzinie | 6492 | Pokoju 14 |  | Będzin | 42-504 | 5680 | 3820 | 182 | 3550 | p
PL | 2012 | PL15 | 2012PL15 | 2012-15 | 15 | TAURON Wytwarzanie S. A. – Oddział Elektrownia Siersza w Trzebini | Os. Gaj 22, 32 - 541 Trzebinia |  |  | 1762.4 | No | 1316.6647 | 18575.4184 | 155.3601 | 0 | 0 | 5901.4337 | 2416.7673 | 224.9109 | [7 empty] | 1.(c) | TAURON Polska Energia S.A. | TAURON Wytwarzanie Spółka Akcyjna - Oddział Elektrownia Siersza w Trzebini | 4663 | - |  | Trzebinia | 32-541 | 2420 | 5900 | 168 | 1820 | p
PL | 2012 | PL16 | 2012PL16 | 2012-16 | 16 | PGE Górnictwo i Energetyka Konwencjonalna S.A.- Oddział Zespół Elektrowni Dolna Odra - Elektrownia Dolna Odra | Nowe Czarnowo 76, 74-105 Nowe Czarnowo |  |  | 4504.66 | No | 1815.3951 | 51526.5103 | 421.5599 | 0 | 0 | 7953.99 | 9765.99 | 154.836 | [7 empty] | 1.(c) | - | PGE Górnictwo i Energetyka Konwencjonalna S.A., Oddział Zespół Elektrowni Dolna Odra | 7121 | brak 76 |  | Nowe Czarnowo | 74-105 | 9760 | 7950 | 121 | 5750 | p
PL | 2012 | PL17 | 2012PL17 | 2012-17 | 17 | PGE Górnictwo i Energetyka Konwencjonalna S.A.- Oddział Zespół Elektrowni Dolna Odra - Elektrownia Pomorzany | ul. Szczawiowa 25/26, 70-010 Szczecin |  |  | 474 | No | 0 | 8577.1973 | 3.3572 | 0 | 0 | 2699.437 | 1535.592 | 146.108 | [7 empty] | 1.(c) | - | PGE Górnictwo i Energetyka Konwencjonalna S.A., Oddział Zespół Elektrowni Dolna Odra, Elektrownia Pomorzany | 7120 | Szczawiowa 25/26 |  | Szczecin | 70-010 | 1540 | 2700 | 114 | 774 | p
PL | 2012 | PL18 | 2012PL18 | 2012-18 | 18 | PGE Górnictwo i Energetyka Konwencjonalna S.A.- Oddział Zespół Elektrowni Dolna Odra - Elektrownia Szczecin | ul. Gdańska 34a, 70-661 Szczecin |  |  | 265 | No | 5793.6701 | 0 | 12.8027 | 0 | 0 | 42.358 | 493.02 | 43.596 | [7 empty] | 1.(c) | - | PGE Górnictwo i Energetyka Konwencjonalna S.A., Oddział Zespół Elektrowni Dolna Odra, Elektrownia Szczecin | 7119 | Gdańska 34a |  | Szczecin | 70-661 | 493 | 0 | 0 | 749 | p
PL | 2012 | PL19 | 2012PL19 | 2012-19 | 19 | ENERGA Elektrownie Ostrołęka S.A. - Elektrociepłownia Ostrołęka A | ul. Elektryczna 5, 07-401 Ostrołęka |  |  | 467 | No | 0 | 2496.8122 | 17.4264 | 0 | 0 | 1594.337 | 353.291 | 190.851 | [7 empty] | 1.(c) | ENERGA S.A. | ENERGA Elektrownie Ostrołęka S.A. | 4985 | Elektryczna 5 |  | Ostrołęka | 07-401 | 5260 | 8280 | 327 | 3190 | p
PL | 2012 | PL20 | 2012PL20 | 2012-20 | 20 | ENERGA Elektrownie Ostrołęka S.A. - Elektrownia Ostrołęka B | ul. Elektryczna 5, 07-401 Ostrołęka |  |  | 1668.2 | No | 5399.1389 | 25524.275 | 77.9525 | 0 | 0 | 6237.942 | 4806.708 | 182.589 | [7 empty] | 1.(c) | ENERGA S.A. | ENERGA Elektrownie Ostrołęka S.A. | 4985 | Elektryczna 5 |  | Ostrołęka | 07-401 | 5260 | 8280 | 327 | 3190 | p
PL | 2012 | PL21 | 2012PL21 | 2012-21 | 21 | ZE PAK S.A. Elektrownia Pątnów I | ul. Kazimierska 45, 62-510 Konin |  |  | 3624 | No | 1824.8571 | 53679.821 | 568.9532 | 0 | 0 | 7499.645 | 7446.853 | 446.916 | [7 empty] | 1.(c) | - | Zespól Elektrowni Pątnów-Adamów -Konin S.A., Elektrownia Pątnów | 6995 | Kazimierska 45 |  | Konin | 62-510 | 7450 | 7500 | 99.6 | 6090 | p
PL | 2012 | PL22 | 2012PL22 | 2012-22 | 22 | ZE PAK S.A. Elektrownia Konin | ul. Przemysłowa 158, 62-510 Konin |  |  | 1075 | No | 1782.5524 | 5647.0544 | 25.4394 | 0 | 0 | 1374.239 | 1128.747 | 81.52 | [7 empty] | 1.(c) | - | Zespół Elektrowni Pątnów-Adamów -Konin S.A., Elektrownia Konin | 6994 | Przemysłowa 158 |  | Konin | 62-510 | 1130 | 1370 | 0 | 835 | p
PL | 2012 | PL23 | 2012PL23 | 2012-23 | 23 | ZE PAK S.A. Elektrownia Adamów | ul. Przemysłowa 1, 62-700 Turek |  |  | 1758 | No | 2544.2007 | 29743.3017 | 143.7836 | 0 | 0 | 11223.632 | 6386.599 | 1616.91 | [7 empty] | 1.(c) | - | Zespól Elektrowni Pątnów-Adamów -Konin S.A., Elektrownia Adamów | 6993 | Przemysłowa 1 |  | Turek | 62-700 | 6390 | 11200 | 639 | 3590 | p
PL | 2012 | PL24 | 2012PL24 | 2012-24 | 24 | Elektrociepłownia Chorzów "ELCHO" Sp. z o.o. | ul. Skłodowskiej Curie 30, 41-500 Chorzów |  |  | 638 | No | 3105.0426 | 9062.028 | 10.7652 | 0 | 0 | 1787.8185 | 963.1807 | 83.8201 | [7 empty] | 1.(c) | ČEZ, a.s. | Elektrociepłownia Chorzów "ELCHO" Sp. z o.o. | 6457 | M. Skłodowskiej-Curie 30 |  | Chorzów | 41-503 | 963 | 1790 | 73 | 885 | m
PL | 2012 | PL25 | 2012PL25 | 2012-25 | 25 | PGNiG TERMIKA S.A. - Elektrociepłownia Siekierki | ul. Augustówka 30, 02-981 Warszawa |  |  | 3040 | No | 1282.7456 | 35255.0124 | 223.9115 | 0 | 0 | 6282.6043 | 5167.3029 | 296.0486 | [7 empty] | 1.(c) | Polskie Górnictwo Naftowe i Gazownictwo SA | PGNiG TERMIKA SA, Elektrociepłownia Siekierki | 4978 | Augustówka 30 |  | Warszawa | 02-981 | 5170 | 6280 | 218 | 3270 | p
PL | 2012 | PL26 | 2012PL26 | 2012-26 | 26 | PGNiG TERMIKA S.A. - Elektrociepłownia Żerań | ul. Modlińska 15, 03-216 Warszawa |  |  | 2219 | No | 1253.8617 | 25766.4727 | 118.7662 | 0 | 0 | 7189.746 | 2833.8282 | 413.0203
PL | 2012 | PL27 | 2012PL27 | 2012-27 | 27 | Elektrociepłownia "Będzin" S.A. | ul. Małobądzka 141, 42-500 Będzin |  |  | 495 | No | 456.4403 | 5549.1221 | 15.7919 | 0 | 0 | 2489.4997 | 1011.3752 | 116.986 | [7 empty] | 1.(c) | Envia Mitteldeutsche Energie AG | Elektrociepłownia "Będzin" S.A. | 6456 | Małobądzka 141 |  | Będzin | 42-500 | 1010 | 2490 | 127 | 506 | p
PL | 2012 | PL28 | 2012PL28 | 2012-28 | 28 | Elektrociepłownia Białystok S.A. | ul. Gen. Władysława Andersa 3, 15-124 Białystok |  |  | 640.8 | No | 2696.5603 | 3466.7843 | 34.3304 | 0 | 0 | 800.5814 | 938.9875 | 67.4532 | [7 empty] | 1.(c) | ENEA S.A. | Elektrociepłownia Białystok S.A., Elektrociepłownia | 6029 | Andersa 15 |  | Białystok | 15-124 | 939 | 801 | 0 | 622 | p
PL | 2012 | PL29 | 2012PL29 | 2012-29 | 29 | TAURON Ciepło S.A. - Zakład Wytwarzania Nowa | Al. J. Piłsudskiego 92, 41-308 Dąbrowa Górnicza |  |  | 1608 | No | 0 | 6240.1301 | 0 | 0 | 10706.5954 | 3322.3848 | 2144.3506 | 924.9702 | [7 empty] | 1.(c) | Tauron Ciepło S.A. | Tauron Ciepło S.A. Zakład Wytwarzania Nowa | 20195 | Piłsudskiego 92 |  | Dąbrowa Górnicza | 41-308 | 2140 | 3320 | 810 | 2800 | p
PL | 2012 | PL30 | 2012PL30 | 2012-30 | 30 | FENICE Poland Sp. z o.o. | ul. Hetmańska 12, Rzeszów |  |  | 107.8 | No | 0 | 248.1102 | 0.53212 | 0 | 0 | 105.4227 | 22.6918 | 0.58799 | [7 empty] | 1.(c) | FENICE SpA | FENICE Poland Sp. z o.o., Jednostka Operatywna Rzeszów | 5210 | Hetmańska 120 |  | Rzeszów | 35-078 | 145 | 481 | 0 | 126 | n
PL | 2012 | PL31 | 2012PL31 | 2012-31 | 31 | ENERGA Kogeneracja Sp. z o.o. - Elektrociepłownia Elbląg | ul. Elektryczna 20a, 82-300 Elbląg |  |  | 373.2 | No | 11.6309 | 2933.0785 | 8.9277 | 0 | 0 | 1098.19 | 579.639 | 87.469 | [7 empty] | 1.(c) | ENERGA S.A. | ENERGA Kogeneracja Sp. z o.o. | 6839 | Elektryczna 20a |  | Elbląg | 82-300 | 580 | 1100 | 59.2 | 282 | p
PL | 2012 | PL32 | 2012PL32 | 2012-32 | 32 | PGE Górnictwo i Energetyka Konwencjonalna S.A.- Oddział Elektociepłownia Gorzów | ul. Energetyków 6, 66-400 Gorzów Wlkp. |  |  | 313 | No | 0 | 2010.4641 | 0.68499 | 0 | 0 | 719.259 | 272.618 | 28.3108 | [7 empty] | 1.(c) | - | PGE Górnictwo i Energetyka Konwencjonalna S.A., Oddział Elektrociepłownia Gorzów | 81486 | Energetyków 6 |  | Gorzów Wlkp. | 66-400 | 475 | 721 | 0 | 452 | p
PL | 2012 | PL33 | 2012PL33 | 2012-33 | 33 | EDF Kraków S.A. | ul. Ciepłownicza 1, 31-587 Kraków |  |  | 1833 | No | 2885.1816 | 19023.3162 | 57.3743 | 0 | 0 | 6600.846 | 4247.427 | 750.874 | [7 empty] | 1.(c) | EDF Kraków S.A. | EDF Kraków S.A. | 4644 | Ciepłownicza 1 |  | Kraków | 31-587 | 4250 | 6600 | 598 | 2110 | p
PL | 2012 | PL34 | 2012PL34 | 2012-34 | 34 | PGE Górnictwo i Energetyka Konwencjonalna S.A.- Oddział Elektrociepłownia Lublin Wrotków | ul. Inżynierska 4, 20-484 Lublin |  |  | 526.2 | No | 0 | 533.5301 | 6.3467 | 0 | 0 | 196.3844 | 107.8448 | 242.1806 | [7 empty] | 1.(c) | - | PGE Górnictwo i Energetyka Konwencjonalna S.A., Oddział Elektrociepłownia Lublin Wrotków | 500 | Inżynierska 4 |  | Lublin | 20-484 | 427 | 197 | 105 | 628 | p
PL | 2012 | PL35 | 2012PL35 | 2012-35 | 35 | Elektrociepłownia Starogard Sp. z o.o. | ul. Jabłowska 17, 83-200 Starogard Gd. |  |  | 131.6 | No | 0 | 539.5987 | 0.37386 | 0 | 0 | 31.3267 | 34.145 | 1.9792 | [7 empty] | 1.(c) | Zakłady Farmaceutyczne POLPHARMA S.A. | "Elektrociepłownia Starogard" Sp. z o.o. | 20265 | Jabłowska 17 |  | Starogard Gdański | 83-200 | 0 | 0 | 0 | 0 | p
PL | 2012 | PL36 | 2012PL36 | 2012-36 | 36 | Soda Polska Ciech S.A. - Elektrociepłownia Inowrocław | ul. Fabryczna 4, 88-101 Inowrocław |  |  | 393.6 | No | 0 | 7395.0468 | 0 | 0 | 0 | 4245.192 | 1379.821 | 428.292 | [7 empty] | 4.(b) | Ciech S.A. | Soda Polska Ciech Sp. z o.o., Zakład Produkcyjny Soda Mątwy w Inowrocławiu | 21118 | Fabryczna 4 |  | Inowrocław | 88-100 | 1470 | 4260 | 331 | 747 | n
PL | 2012 | PL37 | 2012PL37 | 2012-37 | 37 | Soda Polska Ciech S.A. - Elektrociepłownia Janikowo | ul. Przemysłowa 30, 88-160 Janikowo |  |  | 405.55 | No | 0 | 9260.3408 | 0 | 0 | 0 | 4357.213 | 1770.686 | 453.445 | [7 empty] | 4.(b) | CIECH S.A. | Soda Polska CIECH Sp. z o.o., Zakład Produkcyjny JANIKOSODA w Janikowie | 21119 | Przemysłowa 30 |  | Janikowo | 88-160 | 1890 | 4380 | 384 | 1220 | p
PL | 2012 | PL38 | 2012PL38 | 2012-38 | 38 | TAURON Ciepło S.A. - Zakład Wytwarzania Tychy | ul. Przemysłowa 47, 43-100 Tychy |  |  | 446 | No | 62.6487 | 2156.179 | 13.7838 | 0 | 0 | 742.884 | 245.513 | 33.08 | [7 empty] | 1.(c) | - | Tauron Ciepło S.A. Zakład Wytwarzania Tychy | 6459 | Przemysłowa 47 |  | Tychy | 43-100 | 254 | 769 | 0 | 196 | p
PL | 2012 | PL39 | 2012PL39 | 2012-39 | 39 | Fortum Zabrze S.A. | ul. Wolności 416, 41-800 Zabrze |  |  | 619.9 | No | 50.8494 | 2711.1984 | 0 | 7.2997 | 0 | 1270.0728 | 680.5487 | 125.2695 | [7 empty] | 1.(c) | Fortum Power and Heat Polska Sp. z o.o. | Fortum Zabrze S.A. | 6460 | Wolności 416 |  | Zabrze | 41-800 | 703 | 1270 | 63.7 | 264 | p
PL | 2012 | PL40 | 2012PL40 | 2012-40 | 40 | Elektrociepłownia "Zielona Góra" S.A. | ul. Zjednoczenia 103, 65-120 Zielona Góra, skr. poczt. Nr 43 |  |  | 175.9 | No | 0 | 0 | 9.518 | 16.1687 | 0 | 0.60971 | 0.91444 | 0.061485 | [7 empty] | 1.(c) | Zespół Elektrociepłowni Wrocławskich KOGENERACJA S.A. | Elektrociepłownia "Zielona Góra" S.A. | 554 | Zjednoczenia 103 |  | Zielona Góra | 65-120 | 364 | 0 | 0 | 587 | p
PL | 2012 | PL41 | 2012PL41 | 2012-41 | 41 | EDF Toruń S.A. - Elektrociepłownia EC 1 | ul. Ceramiczna 6, 87-100 Toruń |  |  | 332 | No | 0 | 2234.482 | 5.9098 | 0 | 0 | 959.2986 | 231.3509 | 26.0606 | [7 empty] | 1.(c) | EDF Wybrzeże S.A. | EDF Toruń S.A. | 49203 | Ceramiczna 6 |  | Toruń | 87-100 | 231 | 959 | 0 | 207 | p
PL | 2012 | PL42 | 2012PL42 | 2012-42 | 42 | EDF Wybrzeże S.A. - Elektrociepłownia Gdańska | ul. Wiślna 6/16, 80-867 Gdańsk |  |  | 1035 | No | 858.2365 | 11989.593 | 83.2731 | 0 | 0.042011 | 4025.554 | 2592.579 | 165.106 | [7 empty] | 1.(c) | większościowy udziałowiec EDF Wybrzeże SA: EdF International (99,6% w 2008 roku) | Elektrociepłownia Gdańska, EDF Wybrzeże S.A. | 20208 | Wiślna 6 |  | Gdańsk | 80-555 | 2590 | 4020 | 111 | 1200 | n
PL | 2012 | PL43 | 2012PL43 | 2012-43 | 43 | EDF Wybrzeże S.A. - Elektrociepłownia Gdyńska | ul. Pucka 118, 81-036 Gdynia |  |  | 695 | No | 487.8139 | 7116.3919 | 139.614 | 0 | 0.015896 | 1884.846 | 1295.47 | 75.475 | [7 empty] | 1.(c) | większościowy udziałowiec EDF Wybrzeże SA: EdF International (99,6% w 2008 roku) | EDF Wybrzeże S.A., Elektrociepłownia Gdyńska, | 20209 | Pucka 118 |  | Gdynia | 81-036 | 1300 | 1880 | 50.6 | 719 | p
PL | 2012 | PL44 | 2012PL44 | 2012-44 | 44 | PGE Górnictwo i Energetyka Konwencjonalna S.A. - Oddział Elektrociepłownia Zgierz - EC III | ul. Energetyków 9, 95-100 Zgierz |  |  | 187.5 | No | 0.88758 | 726.6882 | 4.457 | 0 | 0 | 218.0956 | 82.1765 | 15.4503 | [7 empty] | 1.(c) | - | PGE Górnictwo i Energetyka Konwencjonalna S.A., Oddział Elektrociepłownia Zgierz | 20237 | Energetyków 9 |  | Zgierz | 95-100 | 0 | 282 | 0 | 0 | p
PL | 2012 | PL45 | 2012PL45 | 2012-45 | 45 | Energetyka Cieplna Opolszczyzny S.A. - Ciepłownia K-173 | ul. Harcerska 15, 45-118 Opole |  |  | 148.8 | No | 0 | 592.4169 | 1.4185 | 0 | 0 | 126.3889 | 52.9557 | 9.6475 | [7 empty] | 1.(c) | - | Energetyka Cieplna Opolszczyzny S.A., Oddział Opole, Ciepłownia Centralna K-173 | 5106 | Harcerska 15 |  | Opole | 45-118 | 173 | 566 | 55 | 172 | p
PL | 2012 | PL46 | 2012PL46 | 2012-46 | 46 | Elektrociepłownia MEGATEM EC - LUBLIN Sp. z o.o. | ul. Mełgiewska 7-9, 20-952 Lublin |  |  | 359.8 | No | 0 | 213.1261 | 0 | 0.42399 | 0 | 183.324 | 40.751 | 24.583 | [7 empty] | 2.(d) | - | Odlewnia Żeliwa Lublin Sp. z o.o. | 20348 | Mełgiewska 7-9 |  | Lublin | 20-952 | 0 | 0 | 0 | 0 | p
PL | 2012 | PL47 | 2012PL47 | 2012-47 | 47 | TAURON Ciepło S.A. - Zakład Wytwarzania Katowice | ul. Siemianowicka 60, 40-301 Katowice |  |  | 695.6 | No | 205.1444 | 9054.6271 | 12.0032 | 0 | 0 | 2303.5146 | 776.3958 | 162.1225 | [7 empty] | 1.(c) | TAURON POLSKA ENERGIA S.A. | Tauron Wytwarzanie S.A., Oddział Elektrociepłownia Katowice | 6498 | Siemianowicka 60 |  | Katowice | 40-301 | 776 | 2300 | 154 | 882 | p
PL | 2012 | PL48 | 2012PL48 | 2012-48 | 48 | TAURON Wytwarzanie S.A. – Oddział Zespół Elektrociepłowni Bielsko-Biała w Bielsku-Białej - Elektrociepłownia Bielsko-Biała EC1 | ul. Tuwima 2, 43-300 Bielsko Biała |  |  | 490 | No | 0 | 2850.4044 | 0 | 2.695 | 0 | 1627.4613 | 579.8124 | 244.8704 | [7 empty] | 1.(c) | TAURON POLSKA ENERGIA S.A. | TAURON WYTWARZANIE S.A., Oddział Zespół Elektrociepłowni Bielsko-Biała, Elektrociepłownia Bielsko-Biała EC1 | 6495 | Tuwima 2 |  | Bielsko-Biała | 43-300 | 114 | 825 | 0 | 277 | p
PL | 2012 | PL49 | 2012PL49 | 2012-49 | 49 | TAURON Wytwarzanie S. A. – Oddział Zespół Elektrociepłowni Bielsko-Biała w Bielsku-Białej - Elektrociepłownia Bielsko-Północ EC2 | ul. Legionów 243a, 43-322 Czechowice-Dziedzice |  |  | 181 | No | 161.7388 | 2716.0449 | 9.4222 | 0 | 0 | 731.3722 | 142.5767 | 35.5666 | [7 empty] | 1.(c) | TAURON POLSKA ENERGIA S.A. | TAURON WYTWARZANIE S.A., Oddział Zespół Elektrociepłowni Bielsko-Biała, Elektrociepłownia Bielsko-Północ EC2 | 6496 | Legionów 243a |  | Czechowice-Dziedzice | 43-502 | 580 | 1630 | 175 | 247 | n
PL | 2012 | PL50 | 2012PL50 | 2012-50 | 50 | Spółka Energetyczna „Jastrzębie” S.A. - Elektrociepłownia "Moszczenica" | ul. Armii Krajowej 1, 44-330 Jastrzębie Zdrój |  |  | 128 | No | 0 | 973.5761 | 0 | 162.5922 | 0 | 475.8099 | 201.2885 | 25.8625 | [7 empty] | 1.(c) | Jastrzębska Spółka Węglowa S.A. | Spółka Energetyczna "Jastrzębie" S.A., Elektrociepłownia "Moszczenica" | 6516 | Energetyków 17 |  | Jastrzębie Zdrój | 44-330 | 234 | 490 | 0 | 117 | p
PL | 2012 | PL51 | 2012PL51 | 2012-51 | 51 | Spółka Energetyczna "Jastrzębie" S.A. - Elektrociepłownia "Zofiówka" | ul. Rybnicka 6c, 44-335 Jastrzębie Zdrój |  |  | 397.4 | No | 5.5233 | 3777.4101 | 0 | 570.7464 | 0 | 1271.153 | 606.367 | 76.592 | [7 empty] | 1.(c) | Jastrzębska Spółka Węglowa S.A. | Spółka Energetyczna "Jastrzębie" S.A., Elektrociepłownia "Zofiówka" | 6515 | Rybnicka 6c |  | Jastrzębie Zdrój | 44-335 | 607 | 1270 | 0 | 386 | p
PL | 2012 | PL52 | 2012PL52 | 2012-52 | 52 | Zakład Elektroenergetyczny H. Cz. ELSEN S.A. - Elektrociepłownia EC I | ul. Koksowa 11, 42-200 Częstochowa |  |  | 209.5 | No | 709.0801 | 54.7104 | 0 | 2.6592 | 0 | 27.0623 | 71.5034 | 8.2146 | [7 empty] | 3.(c) | Lhoist Nederland B.V. Weena 329,3013 AL Rotterdam, Holandia | Zakłady Wapiennicze Lhoist S.A. Jednosta Produkcyjna w Częstochowie | 6483 | Żyzna 15 |  | Częstochowa | 42-200 | 0 | 0 | 0 | 0 | p
PL | 2012 | PL53 | 2012PL53 | 2012-53 | 53 | Fortum Bytom S.A. - Elektrociepłownia Miechowice | ul. Elektrownia 18, 41-908 Bytom |  |  | 417 | No | 0 | 2590.0248 | 0 | 4.199 | 0 | 1270.646 | 467.513 | 146.777 | [7 empty] | 1.(c) | Fortum Power and Heat Polska Sp. z o.o. | Fortum Zabrze S.A. | 6460 | Wolności 416 |  | Zabrze | 41-800 | 703 | 1270 | 63.7 | 264 | p
PL | 2012 | PL54 | 2012PL54 | 2012-54 | 54 | Dalkia Poznań ZEC S.A. - Elektrociepłownia EC I Garbary | ul. Gdyńska 54, 60-960 Poznań |  |  | 118 | No | 0 | 0 | 0 | 0 | 0 | 0 | 0 | 0 | [7 empty] | 1.(c) | - | Dalkia Poznań Zespół Elektrociepłowni S.A., Elektrociepłownia EC II Karolin | 6963 | Gdyńska 54 |  | Poznań | 61-016 | 1910 | 2790 | 183 | 1420 | n
PL | 2012 | PL55 | 2012PL55 | 2012-55 | 55 | Dalkia Poznań ZEC S.A. - Elektrociepłownia EC II Karolin | ul. Gdyńska 54, 60-960 Poznań |  |  | 1324.3 | No | 2257.8371 | 12732.5092 | 216.0651 | 0 | 0 | 2788.1329 | 1909.5561 | 240.6631 | [7 empty] | 1.(c) | - | Dalkia Poznań Zespół Elektrociepłowni S.A., Elektrociepłownia EC II Karolin | 6963 | Gdyńska 54 |  | Poznań | 61-016 | 1910 | 2790 | 183 | 1420 | n
PL | 2012 | PL56 | 2012PL56 | 2012-56 | 56 | PGE Górnictwo i Energetyka Konwencjonalna S.A.- Oddział Zespół Elektrociepłowni Bydgoszcz - Elektrociepłownia Bydgoszcz III | ul. Wojska Polskiego 65, 85-950 Bydgoszcz |  |  | 95 | No | 0 | 0 | 0 | 0 | 0 | 0 | 0 | 0
PL | 2012 | PL57 | 2012PL57 | 2012-57 | 57 | PGE Górnictwo i Energetyka Konwencjonalna S.A.- Oddział Zespół Elektrociepłowni Bydgoszcz - Elektrociepłownia Bydgoszcz I | ul. Żeglarska 4, 85-519 Bydgoszcz |  |  | 54.1 | No | 0 | 0 | 0 | 0 | 0 | 0 | 0 | 0 | [7 empty] | 1.(c) | - | PGE Górnictwo i Energetyka Konwencjonalna S.A., Oddział Zespół Elektrociepłowni Bydgoszcz, ELEKTROCIEPŁOWNIA BYDGOSZCZ I | 20253 | ŻEGLARSKA 4 |  | BYDGOSZCZ | 85-519 | 136 | 493 | 0 | 0 | p
PL | 2012 | PL58 | 2012PL58 | 2012-58 | 58 | PGE Górnictwo i Energetyka Konwencjonalna S.A.- Oddział Zespół Elektrociepłowni Bydgoszcz - Elektrociepłownia Bydgoszcz II | ul. Energetyczna 1, 85-950 Bydgoszcz |  |  | 1094 | No | 402.6859 | 10156.5455 | 25.2949 | 0 | 0.030278 | 4845.079 | 2434.035 | 268.342 | [7 empty] | 1.(c) | - | PGE Górnictwo i Energetyka Konwencjonalna S.A., Oddział Zespół Elektrociepłowni Bydgoszcz, ELEKTROCIEPŁOWNA BYDGOSZCZ II | 20245 | ENERGETYCZNA 1 |  | BYDGOSZCZ | 85-950 | 2430 | 4850 | 0 | 953 | p
PL | 2012 | PL59 | 2012PL59 | 2012-59 | 59 | Dalkia Łódź S.A. - Elektrociepłownia Zakład EC3 | ul. Pojezierska 70, 91-342 Łódź |  |  | 1172 | No | 355.7964 | 8360.1371 | 176.0837 | 0 | 0 | 3405.6399 | 1720.5888 | 92.0187 | [7 empty] | 1.(c) | Dalkia Polska S.A. | Dalkia Łódź S.A. Elektrociepłownia nr 3 | 1321 | Pojezierska 70 |  | Łódź | 91-342 | 1720 | 3400 | 95.4 | 808 | p
PL | 2012 | PL60 | 2012PL60 | 2012-60 | 60 | Dalkia Łódź S.A. - Elektrociepłownia Zakład EC4 | ul. Andrzejewskiej 5, 90-975 Łódź |  |  | 1160 | No | 3423.633 | 7394.2135 | 40.2595 | 0 | 0 | 2141.1684 | 1525.4259 | 47.8084 | [7 empty] | 1.(c) | Dalkia Polska S.A. | Dalkia Łódź S.A. Elektrociepłownia nr 4 | 1323 | Andrzejewskiej 5 |  | Łódź | 90-975 | 1530 | 2140 | 0 | 705 | p
PL | 2012 | PL61 | 2012PL61 | 2012-61 | 61 | Dalkia Łódź S.A. - Elektrociepłownia Zakład EC2 | ul. Wróblewskiego 26, 93-578 Łódź |  |  | 537 | No | 0 | 5072.1216 | 7.844 | 0 | 0 | 2128.3845 | 1053.6936 | 83.8848 | [7 empty] | 1.(c) | Dalkia Polska S.A. | Dalkia Łódź S.A., Elektrociepłownia nr 2 | 1322 | Wróblewskiego 26 |  | Łódź | 93-578 | 1050 | 2130 | 85.6 | 482 | p
PL | 2012 | PL62 | 2012PL62 | 2012-62 | 62 | Zespół Elektrociepłowni Wrocławskich KOGENERACJA S.A. - Elektrociepłownia Czechnica | ul. Fabryczna 22, 55-011 Siechnice k. Wrocławia |  |  | 427.1 | No | 2087.9451 | 2359.8309 | 2.3752 | 0 | 0.075696 | 881.9 | 717.1793 | 43.2487 | [7 empty] | 1.(c) | - | Zespół Elektrociepłowni Wrocławskich KOGENERACJA S.A., Elektrociepłownia Czechnica | 234 | Fabryczna 22 |  | Siechnice | 55-011 | 717 | 882 | 0 | 426 | p
PL | 2012 | PL63 | 2012PL63 | 2012-63 | 63 | Zespół Elektrociepłowni Wrocławskich KOGENERACJA S.A. - Elektrociepłownia Wrocław | ul. Łowiecka 24, 50-220 Wrocław |  |  | 1212.6 | No | 2197.2585 | 10363.6484 | 99.3095 | 0 | 0 | 3757.7914 | 2273.5033 | 79.8686 | [7 empty] | 1.(c) | - | Zespół Elektrociepłowni Wrocławskich KOGENERACJA S.A., Elektrociepłownia Wrocław | 235 | Łowiecka 24 |  | Wrocław | 50-220 | 2270 | 3760 | 68.2 | 1190 | p
PL | 2012 | PL64 | 2012PL64 | 2012-64 | 64 | PGNiG TERMIKA S.A. - Ciepłownia Kawęczyn | ul. Chełmżyńska 180, 04-464 Warszawa |  |  | 514 | No | 0 | 1466.4284 | 4.2758 | 0 | 0 | 445.751 | 225.03 | 23.0055 | [7 empty] | 1.(c) | Polskie Górnictwo Naftowe i Gazownictwo SA | PGNiG TERMIKA SA Ciepłownia Kawęczyn | 4976 | Chełmżyńska 180 |  | Warszawa | 04-464 | 225 | 446 | 0 | 137 | p
PL | 2012 | PL65 | 2012PL65 | 2012-65 | 65 | PGNiG TERMIKA S.A. - Ciepłownia Wola | ul. Połczyńska 21, 01-377 Warszawa |  |  | 520 | No | 0 | 0 | 164.4966 | 0 | 0 | 50.7836 | 19.7396 | 7.4933 | [7 empty] | 1.(c) | Polskie Górnictwo Naftowe i Gazownictwo SA | PGNiG TERMIKA SA, Ciepłownia Wola | 4975 | Połczyńska 21 |  | Warszawa | 01-377 | 0 | 0 | 0 | 0 | p
PL | 2012 | PL66 | 2012PL66 | 2012-66 | 66 | PGE Górnictwo i Energetyka Konwencjonalna S.A.- Oddział Elektrociepłownia Kielce | ul. Hubalczyków 30, 25-668 Kielce |  |  | 232 | No | 554.3441 | 873.0708 | 0.508 | 0 | 0 | 288.7148 | 140.2379 | 10.0997 | [7 empty] | 1.(c) | - | PGE Górnictwo i Energetyka Konwencjonalna S.A., Oddział Elektrociepłowania Kielce | 6671 | Hubalczyków 30 |  | Kielce | 25-668 | 286 | 696 | 131 | 219 | p
PL | 2012 | PL67 | 2012PL67 | 2012-67 | 67 | PGE Górnictwo i Energetyka Konwencjonalna S.A.- Oddział Elektrociepłownia Rzeszów | ul. Ciepłownicza 8, 35-959 Rzeszów |  |  | 167 | No | 0 | 235.5437 | 0.69036 | 0 | 0 | 140.6822 | 46.2656 | 6.6227 | [7 empty] | 1.(c) | PGE Polska Grupa Energetyczna S.A. | PGE Górnictwo i Energetyka Konwencjonalna S.A., Oddział Elektrociepłowania Rzeszów | 5213 | Ciepłownicza 8 |  | Rzeszów | 35-959 | 347 | 4190 | 0 | 315 | p
PL | 2012 | PL68 | 2012PL68 | 2012-68 | 68 | Miejska Energetyka Cieplna Piła Sp. z o.o. | ul. Śniadeckich, 64-920 Piła |  |  | 50.75 | No | 0 | 297.9169 | 0 | 0 | 0 | 70.37 | 21.876 | 5.321 | [7 empty] | 1.(c) | - | Miejska Energetyka Cieplna Piła Sp. z o.o. w Pile | 20191 | Krzywa brak |  | Piła | 64-920 | 0 | 0 | 0 | 0 | p
PL | 2012 | PL69 | 2012PL69 | 2012-69 | 69 | Wojewódzkie Przedsiębiorstwo Energetyki Cieplnej w Legnicy S.A. - Centralna Ciepłownia w Lubinie | ul. Przemysłowa 2, Lubin |  |  | 192 | No | 0 | 0 | 0 | 0 | 0 | 0 | 0 | 0
PL | 2012 | PL70 | 2012PL70 | 2012-70 | 70 | Miejskie Przedsiębiorstwo Energetyki Cieplnej Sp. z o.o. w Białymstoku - Ciepłownia "Zachód" | ul. Starosielce 2/1, 15-062 Białystok |  |  | 80.72 | No | 0 | 428.4592 | 0 | 0 | 0 | 7.0498 | 75.2376 | 10.7076 | [7 empty] | 1.(c) | - | Miejskie Przedsiębiorstwo Energetyki Cieplnej Sp. z o.o. w Białymstoku, Zakład Produkcji i Przesyłu Ciepła - Ciepłownia "Zachód" | 6031 | Starosielce 2/1 |  | Białystok | 15-670 | 226 | 0 | 0 | 116 | n
PL | 2012 | PL71 | 2012PL71 | 2012-71 | 71 | Miejskie Przedsiębiorstwo Energetyki Cieplnej w Przemyślu Sp. z o.o. | ul.Emilii Plater 8, 37-700 Przemyśl |  |  | 97.8 | No | 0 | 620.0788 | 0 | 0 | 0 | 107.7468 | 44.1135 | 16.6473 | [7 empty] | 1.(c) | - | Miejskie Przedsiębiorstwo Energetyki Cieplnej w Przemyślu Spółka z o.o., Ciepłownia Zasanie | 5227 | Emilii Plater 8 |  | Przemyśl | 37-700 | 0 | 0 | 0 | 0 | p
PL | 2012 | PL72 | 2012PL72 | 2012-72 | 72 | Miejskie Przedsiębiorstwo Energetyki Cieplnej w Łomży Sp. z o.o. | ul. Kopernika 9a, 18 - 400 Łomża |  |  | 99.26 | No | 0 | 399.264 | 0 | 0 | 0 | 179.2385 | 59.1682 | 30.4352 | [7 empty] | 1.(c) | - | Miejskie Przedsiębiorstwo Energetyki Cieplnej w Łomży Sp. z o.o., Ciepłownia Miejska w Łomży | 6033 | Ciepła 16 |  | Łomża | 18-400 | 124 | 377 | 60 | 0 | p
PL | 2012 | PL73 | 2012PL73 | 2012-73 | 73 | Fortum Power and Heat Polska Sp. z o.o. - Ciepłownia ul. Rejtana | ul. Rejtana 37/39, 42-200 Częstochowa |  |  | 55.38 | No | 0 | 29.4275 | 0 | 0 | 0 | 11.7091 | 3.2208 | 2.9112 | [7 empty] | 1.(c) | - | Ciepłownia CR Częstochowa | 6469 | Rejtana 37/39 |  | Częstochowa | 42-200 | 0 | 0 | 0 | 0 | p
PL | 2012 | PL74 | 2012PL74 | 2012-74 | 74 | Przesiębiorstwo Energetyki Cieplnej - Gliwice Sp. z o.o. | ul. Królewskiej Tamy, 44-100 Gliwice |  |  | 282 | No | 0 | 1113.5021 | 0.95231 | 0 | 0 | 571.2464 | 222.0328 | 17.3473 | [7 empty] | 1.(c) | - | Przedsiębiorstwo Energetyki Cieplnej - Gliwice Sp. z o.o. | 20224 | Królewskiej Tamy 135 |  | Gliwice | 44-100 | 366 | 1550 | 0 | 230 | p
PL | 2012 | PL75 | 2012PL75 | 2012-75 | 75 | Wojewódzkie Przedsiębiorstwo Energetyki Cieplnej w Legnicy S.A. - Centralna Ciepłownia w Legnicy | ul. Dobrzejowska 6, Legnica |  |  | 166.2 | No | 0 | 860.609 | 0 | 0 | 0 | 284.457 | 155.159 | 20.468 | [7 empty] | 1.(c) | Energetyka Spółka z o.o. w Lubinie | Wojewódzkie Przedsiębiorstwo Energetyki Cieplnej w Legnicy S. A., Centralna Ciepłownia w Legnicy | 224 | Dobrzejowska 6 |  | Legnica | 59-220 | 177 | 340 | 0 | 0 | n
PL | 2012 | PL76 | 2012PL76 | 2012-76 | 76 | Zakład Elektroenergetyczny H. Cz. ELSEN S.A. - Elektrociepłownia EC II | ul. Koksowa 11, 42-200 Częstochowa |  |  | 75 | No | 0 | 0 | 0 | 0 | 0 | 0 | 0 | 0 | [7 empty] | 3.(c) | Lhoist Nederland B.V. Weena 329,3013 AL Rotterdam, Holandia | Zakłady Wapiennicze Lhoist S.A. Jednosta Produkcyjna w Częstochowie | 6483 | Żyzna 15 |  | Częstochowa | 42-200 | 0 | 0 | 0 | 0 | p
PL | 2012 | PL77 | 2012PL77 | 2012-77 | 77 | ArcelorMittal Poland S.A. Oddział w Zdzieszowicach | ul. Powstańców Śląskich 1, 47-330 Zdzieszowice |  |  | 333 | No | 0 | 181.2093 | 0 | 0 | 6897.7772 | 199.1304 | 189.0428 | 4.4519 | [7 empty] | 1.(d) | - | ArcelorMittal Poland S.A. Oddział w Zdzieszowicach | 5120 | Powstańców Śląskich 1 |  | Zdzieszowice | 47-330 | 2440 | 962 | 59 | 1380 | p
PL | 2012 | PL78 | 2012PL78 | 2012-78 | 78 | ArcelorMittal Poland S.A. Oddział w Krakowie | ul. Ujastek 1, 30-969 Kraków |  |  | 1273 | No | 0 | 5068.8298 | 0 | 117.3965 | 5141.0147 | 1826.9865 | 849.5652 | 167.875 | [7 empty] | 2.(a) | Arcelor Mittal Poland | ArcelorMittal Poland S.A., Oddział w Krakowie | 4659 | Ujastek 1 |  | Kraków | 30-969 | 1510 | 1930 | 448 | 2700 | p
PL | 2012 | PL79 | 2012PL79 | 2012-79 | 79 | Arctic Paper Kostrzyn S.A. | ul. Fabryczna 1, 66-470 Kostrzyn nad Odrą |  |  | 60.8 | No | 0 | 0 | 0 | 441.0342 | 0 | 0.4056 | 9.5883 | 0.1202 | [7 empty] | 6.(b) | - | ARCTIC PAPER KOSTRZYN S.A | 553 | Fabryczna 1 |  | Kostrzyn nad Odrą | 66-470 | 181 | 0 | 0 | 141 | p
PL | 2012 | PL80 | 2012PL80 | 2012-80 | 80 | Krajowa Spółka Cukrowa S.A. z siedzibą w Toruniu Oddział Cukrownia Łapy | 18-100 Łapy |  |  | 151.72 | No | 0 | 0 | 0 | 0 | 0 | 0 | 0 | 0 | [7 empty] | 8.(b) | - | Krajowa Spółka Cukrowa S.A., Oddział Cukrownia Krasnystaw | 498 | - |  | Siennica Nadolna | 22-302 | 0 | 197 | 0 | 0 | l
PL | 2012 | PL81 | 2012PL81 | 2012-81 | 81 | Krajowa Spółka Cukrowa S.A. z siedzibą w Toruniu Oddział Cukrownia Krasnystaw | 22-302 Siennica Nadolna |  |  | 141.1 | No | 0 | 0 | 0 | 0 | 0 | 0 | 0 | 0 | [7 empty] | 8.(b) | - | Krajowa Spółka Cukrowa S.A., Oddział Cukrownia Krasnystaw | 498 | - |  | Siennica Nadolna | 22-302 | 0 | 197 | 0 | 0 | p
PL | 2012 | PL82 | 2012PL82 | 2012-82 | 82 | ANWIL S.A. | ul. Toruńska 222, 87-805 Włocławek |  |  | 460 | No | 0 | 0 | 250.1574 | 2901.5752 | 0 | 139.5141 | 209.8985 | 6.6277 | [7 empty] | 4.(c) | Orlen S.A. | ANWIL S.A. | 21133 | Toruńska 222 |  | Włocławek | 87-805 | 713 | 0 | 383 | 917 | p
PL | 2012 | PL83 | 2012PL83 | 2012-83 | 83 | Elana - Energetyka Sp. z o.o. - Elektrociepłownia EC 2 | ul. M. Skłodowskiej-Curie 73, 87-100 Toruń |  |  | 368.4 | No | 0 | 0 | 0 | 0 | 0 | 0 | 0 | 0 | [7 empty] | 1.(c) | - | Zakład Energetyki Cieplnej Sp. z o.o. | 20215 | Torowa 40 |  | Inowrocław | 88-100 | 119 | 423 | 0 | 0 | p
PL | 2012 | PL84 | 2012PL84 | 2012-84 | 84 | Synthos Dwory 7 spółka z ograniczoną odpowiedzialnością spółka komandytowo-akcyjna | ul. Chemików 1, 32-600 Oświęcim |  |  | 537.5327 | No | 0 | 3950.419 | 0 | 1082.2961 | 58.1177 | 1708.349 | 962.652 | 26.252 | [7 empty] | 4.(a) | Synthos S.A. | Synthos Dwory 7 Spółka z Ograniczoną Odpowiedzialnością Spółka Komandytowo- Akcyjna | 21091 | Chemików 1 |  | Oświęcim | 32-600 | 1010 | 1710 | 0 | 441 | p
PL | 2012 | PL85 | 2012PL85 | 2012-85 | 85 | PCC Rokita S.A. - Elektrociepłownia PCC Rokita S.A. | ul. Sienkiewicza 4, 56-120 Brzeg Dolny |  |  | 193.95 | No | 0.25409 | 1672.5 | 5.3006 | 0 | 0 | 249.553 | 248.698 | 26.798 | [7 empty] | 4.(a) | - | Vita Polymers Poland Sp. z o.o. | 21042 | Sienkiewicza 31/ 33 |  | Brzeg Dolny | 56-120 | 0 | 0 | 0 | 0 | p
PL | 2012 | PL86 | 2012PL86 | 2012-86 | 86 | Michelin Polska S.A. | Leonharda 9, 10-454 Olsztyn |  |  | 162.6 | No | 0 | 2709.6915 | 11.2564 | 0 | 0 | 665.913 | 483.9173 | 57.9821 | [7 empty] | 1.(c) | - | "MICHELIN POLSKA" S.A. | 6841 | Leonharda 9 |  | Olsztyn | 10-454 | 502 | 691 | 0 | 255 | p
PL | 2012 | PL87 | 2012PL87 | 2012-87 | 87 | Grupa Azoty Zakłady Azotowe Kędzierzyn S.A. | ul. Mostowa 30A, 47-220 Kędzierzyn-Koźle |  |  | 470 | No | 0 | 4332.4597 | 5.0052 | 0 | 0 | 1909.813 | 843.8056 | 85.9746 | [7 empty] | 4.(a) | Zakłady Azotowe w Tarnowie-Mościcach S.A. | ZAK S.A. | 5119 | Mostowa 30a |  | Kędzierzyn-Koźle | 47-220 | 1130 | 1910 | 82.3 | 921 | p
PL | 2012 | PL88 | 2012PL88 | 2012-88 | 88 | Grupa Azoty Zakłady Azotowe Puławy S.A. | Aleja Tysiąclecia Państwa Polskiego 13, 24-110 Puławy |  |  | 850 | No | 0 | 14384.0368 | 462.3059 | 14.0489 | 0 | 7358.5613 | 2330.1623 | 194.1347 | [7 empty] | 4.(c) | - | Zakłady Azotowe "Puławy" S.A. | 509 | Aleja Tysiąclecia Państwa Polskiego 13 |  | Puławy | 24-110 | 4180 | 7390 | 194 | 1920 | p
PL | 2012 | PL89 | 2012PL89 | 2012-89 | 89 | Grupa Azoty S.A. | ul. Kwiatkowskiego 8, 33-101 Tarnów |  |  | 630 | No | 0 | 4879.6305 | 32.9156 | 5.5179 | 100.2025 | 3638.4376 | 1352.8049 | 142.1343 | [7 empty] | 4.(a) | - | Zakłady Azotowe w Tarnowie-Mościcach S.A. | 4675 | Kwiatkowskiego 8 |  | Tarnów | 33-101 | 6250 | 3700 | 210 | 1100 | p
PL | 2012 | PL90 | 2012PL90 | 2012-90 | 90 | Grupa Azoty Zakłady Chemiczne "POLICE" S.A. - Elektrociepłownia 2 | ul. Kuźnicka 1, 72-010 Police |  |  | 360 | No | 0 | 7168.7136 | 10.2147 | 0 | 0.03747 | 2384.909 | 1288.662 | 121.563 | [7 empty] | 4.(b) | - | Zakłady Chemiczne "POLICE" S.A. | 7118 | Kuźnicka 1 |  | Police | 72-010 | 1700 | 4080 | 646 | 1400 | p
PL | 2012 | PL91 | 2012PL91 | 2012-91 | 91 | Mondi Świecie S.A. | Bydgoska 1, 86-100 Świecie |  |  | 484 | No | 7117.1635 | 3253.9515 | 12.3372 | 0 | 111.8837 | 1198.8377 | 944.7484 | 55.784 | [7 empty] | 6.(a) | Framondi N.V. z siedzibą w Holandii | Mondi Świecie S.A. | 21752 | Bydgoska 1 |  | Świecie | 86-100 | 1620 | 1230 | 348 | 1690 | p
PL | 2012 | PL92 | 2012PL92 | 2012-92 | 92 | International Paper – Kwidzyn S.A. | ul. Lotnicza 1, 82-500 Kwidzyn |  |  | 539.35 | No | 2671.0575 | 8854.6758 | 17.0706 | 0 | 0 | 4204.5865 | 2287.7582 | 100.1859 | [7 empty] | 5.(d) | - | INTERNATIONAL PAPER - KWIDZYN SP. Z O.O., Składowisko odpadów | 21239 | - |  | Grabówko | 82-500 | 0 | 0 | 0 | 0 | p
PL | 2012 | PL93 | 2012PL93 | 2012-93 | 93 | Szczecińska Energetyka Cieplna Sp. z o.o. - Ciepłownia Rejonowa Benesza | ul. Benesza 27, Szczecin |  |  | 71 | No | 0 | 0 | 9.9107 | 0.11408 | 0 | 0.11353 | 1.4005 | 0.75725 | [7 empty] | 1.(c) | - | Szczecińska Energetyka Cieplna Sp. z o.o., Ciepłownia Rejonowa Dąbska | 7116 | Dąbska 36 |  | Szczecin | 70-786 | 101 | 350 | 0 | 0 | n
PL | 2012 | PL94 | 2012PL94 | 2012-94 | 94 | Elektrownia Pątnów II Sp. z o.o. | ul. Kazimierska 45, 62-510 Konin |  |  | 1080 | No | 0 | 24632.6459 | 30.229 | 0 | 0 | 1518.166 | 2080.041 | 121.432 | [7 empty] | 1.(c) | - | Elektrownia Pątnów II Sp.z o.o. | 81484 | Kazimierska 45 |  | Konin | 62-510 | 2080 | 1520 | 0 | 2720 | p
PL | 2012 | PL95 | 2012PL95 | 2012-95 | 95 | Koksownia Przyjaźń S.A. | ul. Koksownicza 1, 42-523 Dąbrowa Górnicza |  |  | 79.9 | No | 0 | 0 | 0 | 0 | 2130.1774 | 81.999 | 68.043 | 0.731 | [7 empty] | 1.(d) | - | Koksownia Przyjaźń Sp. z o.o. | 6475 | Koksownicza 1 |  | Dąbrowa Górnicza | 42-523 | 638 | 1100 | 132 | 569 | p
PL | 2012 | PL96 | 2012PL96 | 2012-96 | 96 | Stora Enso Poland S.A. - Elektrociepłownia | ul. Armii Wojska Polskiego 21, 07-401 Ostrołęka |  |  | 180.5 | No | 0 | 1566.7437 | 0 | 0 | 0 | 67.57 | 194.93 | 0.49 | [7 empty] | 6.(a) | - | Stora Enso Poland S.A. Zakład w Ostrołęce | 4971 | I Armii Wojska Polskiego 21 |  | Ostrołęka | 07-401 | 206 | 159 | 0 | 0 | p
PL | 2012 | PL97 | 2012PL97 | 2012-97 | 97 | Fortum Power and Heat Polska Sp. z o.o. - CHP Częstochowa | ul. Rejtana 37/39, 42-200 Częstochowa |  |  | 185.5 | No | 1932.5263 | 3996.7202 | 11.8447 | 0 | 0 | 343.0669 | 325.3087 | 15.2187 | [7 empty] | 1.(c) | - | CHP Częstochowa | 177296 | Rejtana 37/39 |  | Częstochowa | 42-200 | 325 | 343 | 0 | 384 | p
PL | 2012 | PL98 | 2012PL98 | 2012-98 | 98 | Grupa LOTOS S.A. - Elektrociepłownia GL S.A. | ul. Elbląska 135, 80-718 Gdańsk |  | Refineries | 515.9 | No | 0 | 0 | 4385.467 | 751.7816 | 0 | 1180.092 | 370.721 | 75.599 | [7 empty] | 1.(a) | - | Grupa LOTOS S.A. | 6220 | Elbląska 135 |  | Gdańsk | 80-718 | 1310 | 3370 | 119 | 1980 | p
PL | 2012 | PL99 | 2012PL99 | 2012-99 | 99 | Polski Koncern Naftowy ORLEN S.A. - Elektrociepłownia | ul. Chemików 7, 09-411 Płock |  | Refineries | 2323 | No | 0 | 0 | 25596.5674 | 0 | 17023.0461 | 17087.499 | 4950 | 454.65 | [7 empty] | 1.(a) | - | Polski Koncern Naftowy ORLEN S.A. | 20177 | Chemików 7 |  | Płock | 09-411 | 7820 | 20700 | 677 | 6110 | p
PL | 2012 | PL100 | 2012PL100 | 2012-100 | 100 | PGE Górnictwo i Energetyka Konwencjonalna S.A.- Oddział Elektociepłownia Gorzów | ul. Energetyków 6, 66-400 Gorzów Wlkp. |  |  | 205 | Yes | 0 | 0 | 0 | 4686.9838 | 0 | 2.2341 | 202.848 | 2.5565 | [7 empty] | 1.(c) | - | PGE Górnictwo i Energetyka Konwencjonalna S.A., Oddział Elektrociepłownia Gorzów | 81486 | Energetyków 6 |  | Gorzów Wlkp. | 66-400 | 475 | 721 | 0 | 452 | p
PL | 2012 | PL101 | 2012PL101 | 2012-101 | 101 | PGE Górnictwo i Energetyka Konwencjonalna S.A.- Oddział Elektrociepłownia Lublin Wrotków | ul. Inżynierska 4, 20-484 Lublin |  |  | 487.7 | Yes | 0 | 0 | 0 | 10478.4566 | 0 | 0.3231 | 318.7978 | 3.4617 | [7 empty] | 1.(c) | - | PGE Górnictwo i Energetyka Konwencjonalna S.A., Oddział Elektrociepłownia Lublin Wrotków | 500 | Inżynierska 4 |  | Lublin | 20-484 | 427 | 197 | 105 | 628 | p
PL | 2012 | PL102 | 2012PL102 | 2012-102 | 102 | PGE Górnictwo i Energetyka Konwencjonalna S.A.- Oddział Elektrociepłownia Rzeszów | ul. Ciepłownicza 8, 35-959 Rzeszów |  |  | 216 | Yes | 0 | 0 | 0 | 4237.6687 | 0 | 0 | 212.8791 | 0 | [7 empty] | 1.(c) | PGE Polska Grupa Energetyczna S.A. | PGE Górnictwo i Energetyka Konwencjonalna S.A., Oddział Elektrociepłowania Rzeszów | 5213 | Ciepłownicza 8 |  | Rzeszów | 35-959 | 347 | 4190 | 0 | 315 | p
PL | 2012 | PL103 | 2012PL103 | 2012-103 | 103 | Elektrociepłownia "Zielona Góra" S.A. | ul. Zjednoczenia 103, 65-120 Zielona Góra, skr. poczt. Nr 43 |  |  | 399.4 | Yes | 0 | 0 | 0 | 10342.4647 | 0 | 8.3057 | 341.7304 | 4.4742 | [7 empty] | 1.(c) | Zespół Elektrociepłowni Wrocławskich KOGENERACJA S.A. | Elektrociepłownia "Zielona Góra" S.A. | 554 | Zjednoczenia 103 |  | Zielona Góra | 65-120 | 364 | 0 | 0 | 587 | p
PL | 2012 | PL104 | 2012PL104 | 2012-104 | 104 | Arctic Paper Kostrzyn S.A. | ul. Fabryczna 1, 66-470 Kostrzyn nad Odrą |  |  | 113.4 | Yes | 0 | 0 | 0 | 1988.9526 | 0 | 5.6736 | 170.5798 | 2.2907 | [7 empty] | 6.(b) | - | ARCTIC PAPER KOSTRZYN S.A | 553 | Fabryczna 1 |  | Kostrzyn nad Odrą | 66-470 | 181 | 0 | 0 | 141 | p
PL | 2012 | PL105 | 2012PL105 | 2012-105 | 105 | Elektrociepłownia Nowa Sarzyna Sp. z o.o. | ul. Ks. J. Popiełuszki 2, 37-310 Nowa Sarzyna |  |  | 284 | Yes | 0 | 0 | 0 | 6237.8751 | 0 | 0.18644 | 192.0788 | 0 | [7 empty] | 1.(c) | ENS Investment b.v. | Elektrociepłownia Nowa Sarzyna Sp. z o.o. | 5212 | Ks. J. Popiełuszki 2 |  | Nowa Sarzyna | 37-310 | 192 | 0 | 0 | 309 | p
[39 empty] | 105 | total
[39 empty] | 91 | p
[39 empty] | 9 | n
[39 empty] | 1 | m
[39 empty] | 1 | l
Note on U2: Ioanna Kourti: Comments prefixed with "AMEC" are comments by AMEC.
Note on Z2: Ioanna Kourti: Notes in this column which state a pollutant indicate that the ELVs for that pollutants do not apply until the specified date.

## PT
[28 empty] | E-PRTR | [10 empty] | method (p=postal code, n=plants'/facilities' names and addresses, m=manually, l=same linkage as for 2008 data)
MS | Year | Master LCP ID | Unique ID | ID per MS | Plant Number | Plant name | Plant location | Status of the plant | Sector | MWth | Gas turbine | Biomass (TJ) | Other solid fuels (TJ) | Liquid fuels (TJ) | Natural gas (TJ) | Other gases (TJ) | SO2 (t) | NOx (t) | Dust (t) | Further explanations or comments by MS | NERP | TNP | IED Article 33 potential opt-outs | Small isolated systems | Accession Treaty | Currently closed? - Year of closure if known | ActivityCode | ParentCompanyName | FacilityName | FacilityID | StreetName | BuildingNumber | City | PostalCode | NOX(t) | SOX(t) | PM10(t) | CO2(kt)
PT | 2012 | PT29 | 2012PT29 | 2012-29 | 29 | Central Termoelétrica do Pego | Abrantes - Portugal | Art 4(3) - existing plants | ESI | 1632 | No | 0 | 34047.2 | 213.3 | 0 | 0 | 1627 | 2372.1 | 31.3 | [7 empty] | 1.(c) | TEJO ENERGIA - Produção e Distribuição de Energia Eléctrica, S.A. | Central Termoeléctrica do Pego | 5530 | Central Termoeléctrica do Pego, Estrada Nacional 118, Km 142,1 | .. | ABRANTES | 2205-380 | 2370 | 1660 | 0 | 3180 | n
PT | 2012 | PT2 | 2012PT2 | 2012-2 | 2 | Portucel Cacia (caldeira biomassa) | Cacia - Portugal | Art 4(3) - existing plants | Other (non refineries) | 99 | No | 1460.301 | 0 | 75.116 | 44.711 | 0 | 2.58 | 120.51 | 32.46 | [7 empty] | 6.(a) | Portucel - Empresa Produtora de Pasta e Papel, S.A. | Fábrica de Cacia (Portucel) | 5388 | Rua Bombeiros da Celulose Cacia | .. | AVEIRO | 3800-536 | 578 | 167 | 216 | 731 | m
PT | 2012 | PT13 | 2012PT13 | 2012-13 | 13 | Central Termica Carregado (Chaminé 1) | Carregado - Portugal | Art 4(3) - existing plants | ESI | 636.66 | No | 0 | 0 | 0 | 0 | 0 | 0 | 0 | 0 | * A Central Termica Carregado (Chaminé 1, 2 e 3) não funcionou no ano de 2012. | [6 empty] | 1.(c) | EDP - Gestão de Produção de Energia, S.A. | Central Termoeléctrica do Carregado | 5483 | Vala do Carregado | .. | ALENQUER | 2580-510 | 0 | 0 | 0 | 0 | m
PT | 2012 | PT14 | 2012PT14 | 2012-14 | 14 | Central Termica Carregado (Chaminé 2) | Carregado - Portugal | Art 4(3) - existing plants | ESI | 636.66 | No | 0 | 0 | 0 | 0 | 0 | 0 | 0 | 0 | * A Central Termica Carregado (Chaminé 1, 2 e 3) não funcionou no ano de 2012. | [6 empty] | 1.(c) | EDP - Gestão de Produção de Energia, S.A. | Central Termoeléctrica do Carregado | 5483 | Vala do Carregado | .. | ALENQUER | 2580-510 | 0 | 0 | 0 | 0 | m
PT | 2012 | PT15 | 2012PT15 | 2012-15 | 15 | Central Termica Carregado (Chaminé 3) | Carregado - Portugal | Art 4(3) - existing plants | ESI | 636.66 | No | 0 | 0 | 0 | 0 | 0 | 0 | 0 | 0 | * A Central Termica Carregado (Chaminé 1, 2 e 3) não funcionou no ano de 2012. | [6 empty] | 1.(c) | EDP - Gestão de Produção de Energia, S.A. | Central Termoeléctrica do Carregado | 5483 | Vala do Carregado | .. | ALENQUER | 2580-510 | 0 | 0 | 0 | 0 | m
PT | 2012 | PT17 | 2012PT17 | 2012-17 | 17 | Central Termica Ribatejo (Chaminé 1) | Carregado - Portugal | Art 4(2) - new-new plants | ESI | 681.66 | Yes | 0 | 0 | 0 | 1127.2947 | 0 | 0 | 26.8813 | 4.19 | [7 empty] | 1.(c) | EDP - Gestão de Produção de Energia, S.A. | Central Termoeléctrica do Ribatejo | 5531 | Carregado | .. | ALENQUER | 2580-510 | 0 | 0 | 0 | 0 | m
PT | 2012 | PT18 | 2012PT18 | 2012-18 | 18 | Central Termica Ribatejo (Chaminé 2) | Carregado - Portugal | Art 4(2) - new-new plants | ESI | 681.66 | Yes | 0 | 0 | 0 | 372.8271 | 0 | 0 | 7.613 | 0.04 | [7 empty] | 1.(c) | EDP - Gestão de Produção de Energia, S.A. | Central Termoeléctrica do Ribatejo | 5531 | Carregado | .. | ALENQUER | 2580-510 | 0 | 0 | 0 | 0 | m
PT | 2012 | PT19 | 2012PT19 | 2012-19 | 19 | Central Termica Ribatejo (Chaminé 3) | Carregado - Portugal | Art 4(2) - new-new plants | ESI | 681.66 | Yes | 0 | 0 | 0 | 182.6049 | 0 | 0 | 1.6052 | 0.021 | [7 empty] | 1.(c) | EDP - Gestão de Produção de Energia, S.A. | Central Termoeléctrica do Ribatejo | 5531 | Carregado | .. | ALENQUER | 2580-510 | 0 | 0 | 0 | 0 | m
PT | 2012 | PT25 | 2012PT25 | 2012-25 | 25 | Cogeração Carriço | Carriço - Portugal | Art 4(2) - new-new plants | CHP | 78.49 | Yes | 0 | 0 | 0 | 2436.8 | 0 | 0 | 335.3 | 6.8 | [7 empty] | 1.(c) | CARRIÇO COGERAÇÃO - Sociedade de Geração de Electricidade e Calor, S.A. | Central de Cogeração do carriço | 38374 | Rua Tomás da Fonseca, Torre C | .. | POMBAL | 1600-209 | 133 | 0 | 0 | 136 | m
PT | 2012 | PT1 | 2012PT1 | 2012-1 | 1 | Central Termoeléctrica Biomassa Figueira Foz | Figueira da Foz - Portugal | Art 4(2) - new-new plants | ESI | 95 | No | 2939.9 | 0 | 0 | 4.6 | 0 | 21.6 | 207 | 11.3 | [7 empty] | 1.(c) | EDP Produção - Bioeléctrica S.A. | Central Termoeléctrica a Biomassa da Figueira da Foz | 133882 | EDP Produção-Bioeléctrica, CELBI, Leirosa | .. | FIGUEIRA DA FOZ | 3081-853 | 207 | 0 | 0 | 330 | n
PT | 2012 | PT5 | 2012PT5 | 2012-5 | 5 | Portucel/Soporcel (caldeira biomassa) | Figueira da Foz - Portugal | Art 4(3) - existing plants | Other (non refineries) | 89 | No | 1644.8735 | 0 | 43.1112 | 0 | 0 | 5.7 | 116.4 | 63.5 | [7 empty] | 6.(a) | SOPORCEL - Sociedade Portuguesa de Papel, S.A. | SOPORCEL- Sociedade Portuguesa de Papel, (Instalação) | 5410 | Lavos, Figueira da Foz | .. | FIGUEIRA DA FOZ | 3090-458 | 646 | 0 | 170 | 992 | n
PT | 2012 | PT6 | 2012PT6 | 2012-6 | 6 | Portucel/Soporcel (caldeira fuel) | Figueira da Foz - Portugal | Art 4(3) - existing plants | Other (non refineries) | 89 | No | 0 | 0 | 147.467 | 0 | 0 | 37.8 | 19.3 | 3.2 | [7 empty] | 6.(a) | SOPORCEL - Sociedade Portuguesa de Papel, S.A. | SOPORCEL- Sociedade Portuguesa de Papel, (Instalação) | 5410 | Lavos, Figueira da Foz | .. | FIGUEIRA DA FOZ | 3090-458 | 646 | 0 | 170 | 992 | n
PT | 2012 | PT21 | 2012PT21 | 2012-21 | 21 | Cogeração Soporgen (Chaminé 1) | Figueira da Foz - Portugal | Art 4(2) - new-new plants | CHP | 89 | Yes | 0 | 0 | 0 | 2335.5345 | 0 | 0 | 94 | 0.3 | [7 empty] | 1.(c) | Soporgen - Sociedade Portuguesa de Geração de Electricidade e Calor, S.A. | CENTRAL DE COGERAÇÃO DA SOPORGEN | 5491 | Edificio Fabril da Soporcel - Lavos | .. | FIGUEIRA DA FOZ | 3090-458 | 694 | 0 | 0 | 261 | n
PT | 2012 | PT22 | 2012PT22 | 2012-22 | 22 | Cogeração Soporgen (Chaminé 2) | Figueira da Foz - Portugal | Art 4(2) - new-new plants | CHP | 89 | Yes | 0 | 0 | 0 | 2344.0111 | 0 | 0 | 84 | 0.52 | [7 empty] | 1.(c) | Soporgen - Sociedade Portuguesa de Geração de Electricidade e Calor, S.A. | CENTRAL DE COGERAÇÃO DA SOPORGEN | 5491 | Edificio Fabril da Soporcel - Lavos | .. | FIGUEIRA DA FOZ | 3090-458 | 694 | 0 | 0 | 261 | n
PT | 2012 | PT26 | 2012PT26 | 2012-26 | 26 | CCC Tapada do Outeiro (Chaminé 1) | Gondomar - Portugal | Art 4(1) - old-new plants | CHP | 605 | Yes | 0 | 0 | 0 | 6210.5 | 0 | 0.2 | 354 | 2 | [7 empty] | 1.(c) | Turbogás - Produtora Energética, S.A. | Central de Ciclo Combinado da Tapada do Outeiro | 5403 | Central de Ciclo Combinado da Tapada do Outeiro, Broalhos | .. | GONDOMAR | 4515-430 | 873 | 0 | 50.2 | 1010 | n
PT | 2012 | PT27 | 2012PT27 | 2012-27 | 27 | CCC Tapada do Outeiro (Chaminé 2) | Gondomar - Portugal | Art 4(1) - old-new plants | CHP | 605 | Yes | 0 | 0 | 0 | 5321.2 | 0 | 0.1 | 279.8 | 5 | [7 empty] | 1.(c) | Turbogás - Produtora Energética, S.A. | Central de Ciclo Combinado da Tapada do Outeiro | 5403 | Central de Ciclo Combinado da Tapada do Outeiro, Broalhos | .. | GONDOMAR | 4515-430 | 873 | 0 | 50.2 | 1010 | n
PT | 2012 | PT28 | 2012PT28 | 2012-28 | 28 | CCC Tapada do Outeiro (Chaminé 3) | Gondomar - Portugal | Art 4(1) - old-new plants | CHP | 605 | Yes | 0 | 0 | 0 | 6268.6 | 0 | 0.2 | 236.1 | 2 | [7 empty] | 1.(c) | Turbogás - Produtora Energética, S.A. | Central de Ciclo Combinado da Tapada do Outeiro | 5403 | Central de Ciclo Combinado da Tapada do Outeiro, Broalhos | .. | GONDOMAR | 4515-430 | 873 | 0 | 50.2 | 1010 | n
PT | 2012 | PT16 | 2012PT16 | 2012-16 | 16 | Central Cogeração FISIGEN (Chaminé 1) | Lavradio, Barreiro | Art 4(2) - new-new plants | CHP | 75.5 | Yes | 0 | 0 | 0 | 1662.1535 | 0 | 0 | 33 | 0.05 | [7 empty] | 1.(c) | FISIGEN-Empresa de Cogeração, S.A. | Central de Cogeração da FISIGEN | 177453 | Instalação Fabril da Fisipe, Rua 53, Lavradio | .. | BARREIRO | 2836-908 | 0 | 0 | 0 | 127 | n
PT | 2012 | PT20 | 2012PT20 | 2012-20 | 20 | Cogeração Energin | Loures - Portugal | Art 4(2) - new-new plants | CHP | 153 | Yes | 0 | 0 | 0 | 3633.3674 | 0 | 0 | 89 | 0.2 | [7 empty] | 1.(c) | Energin, Sociedade de Produção de Electricidade e Calor, S.A. | Central de Cogeração da Energin | 5532 | Rua Eng. Clement Dumoulin Póvoa de Santa Iria | .. | VILA FRANCA DE XIRA | 2625-106 | 0 | 0 | 0 | 202 | m
PT | 2012 | PT32 | 2012PT32 | 2012-32 | 32 | Refinaria do Porto (chaminé 4001) - 12a | Porto - Portugal | Art 4(3) - existing plants | Refineries | 228.8 | Yes | 0 | 0 | 1557.2966 | 0 | 1333.9981 | 1006.1852 | 479.133 | 40.3228 | [7 empty] | 1.(a) | Petróleos de Portugal - PETROGAL, S.A. | Petrogal-Refinaria do Porto | 5452 | Petrogal - Refinaria do Porto Apartado 3015 | .. | MATOSINHOS | 4451-852 | 1530 | 2790 | 119 | 870 | m
PT | 2012 | PT33 | 2012PT33 | 2012-33 | 33 | Refinaria do Porto (chaminé 4002) - 12b | Porto - Portugal | Art 4(3) - existing plants | Refineries | 114.4 | Yes | 0 | 0 | 732.2289 | 0 | 1502.3808 | 447.093 | 189.7935 | 11.4087 | [7 empty] | 1.(a) | Petróleos de Portugal - PETROGAL, S.A. | Petrogal-Refinaria do Porto | 5452 | Petrogal - Refinaria do Porto Apartado 3015 | .. | MATOSINHOS | 4451-852 | 1530 | 2790 | 119 | 870 | m
PT | 2012 | PT3 | 2012PT3 | 2012-3 | 3 | Portucel Setúbal (caldeira biomassa) | Setúbal - Portugal | Art 4(1) - old-new plants | Other (non refineries) | 134 | No | 1961.7 | 0 | 49.6 | 0 | 0 | 8.9 | 174.6 | 50.5 | [7 empty] | 6.(a) | Portucel - Empresa Produtora de Pasta e Papel, S.A. | Complexo Industrial de Setúbal da Portucel | 5476 | Zona Industrial de Mitrena Apartado 55 | .. | SETÚBAL | 2910-738 | 949 | 196 | 396 | 1460 | n
PT | 2012 | PT4 | 2012PT4 | 2012-4 | 4 | Central de Cogeração da Gás Natural - SPCG | Setúbal - Portugal | Art 4(2) - new-new plants | CHP | 211 | Yes | 0 | 0 | 0 | 4923.9 | 0 | 32.1 | 147.9 | 3.3 | [7 empty] | 1.(c) | SPCG - Sociedade Portuguesa de Co-Geração Eléctrica, SA | SPCG - Sociedade Portuguesa de Co-Geração Eléctrica, SA | 133926 | Zona Industrial de Mitrena Apartado 55 | .. | SETÚBAL | 2910-738 | 148 | 0 | 0 | 275 | n
PT | 2012 | PT11 | 2012PT11 | 2012-11 | 11 | Central Termica Setúbal (Chaminé 1) | Setúbal - Portugal | Art 4(3) - existing plants | ESI | 1250.5 | No | 0 | 0 | 74.9876 | 0 | 0 | 16 | 13 | 0.6 | [7 empty] | 1.(c) | EDP - Gestão de Produção de Energia, S.A. | Central Termoeléctrica de Setúbal | 5482 | Rua Principal das Praias do Sado | .. | SETÚBAL | 2910-857 | 0 | 0 | 0 | 0 | n
PT | 2012 | PT12 | 2012PT12 | 2012-12 | 12 | Central Termica Setúbal (Chaminé 2) | Setúbal - Portugal | Art 4(3) - existing plants | ESI | 1250.5 | No | 0 | 0 | 33.1225 | 0 | 0 | 4 | 3 | 0.08 | [7 empty] | 1.(c) | EDP - Gestão de Produção de Energia, S.A. | Central Termoeléctrica de Setúbal | 5482 | Rua Principal das Praias do Sado | .. | SETÚBAL | 2910-857 | 0 | 0 | 0 | 0 | n
PT | 2012 | PT9 | 2012PT9 | 2012-9 | 9 | Central Termica Sines - 7a | Sines - Portugal | Art 4(3) - existing plants | ESI | 1540 | No | 0 | 39061.9753 | 76.5417 | 0 | 0 | 1637.9098 | 1623 | 52 | [7 empty] | 1.(c) | EDP - Gestão de Produção de Energia, S.A. | Central Termoeléctrica Sines | 5485 | Apartado 46, S. Torpes | .. | SINES | 7520-089 | 3830 | 3830 | 178 | 7790 | n
PT | 2012 | PT10 | 2012PT10 | 2012-10 | 10 | Central Termica Sines - 7b | Sines - Portugal | Art 4(3) - existing plants | ESI | 1540 | No | 0 | 43678.0472 | 80.855 | 0 | 0 | 2151 | 2204 | 127 | [7 empty] | 1.(c) | EDP - Gestão de Produção de Energia, S.A. | Central Termoeléctrica Sines | 5485 | Apartado 46, S. Torpes | .. | SINES | 7520-089 | 3830 | 3830 | 178 | 7790 | n
PT | 2012 | PT31 | 2012PT31 | 2012-31 | 31 | Repsol ACE | Sines - Portugal | Art 4(3) - existing plants | Other (non refineries) | 387 | Yes | 0 | 0 | 615.0559 | 1339.9806 | 785.267 | 104.4 | 218.7 | 15.5 | [7 empty] | 1.(c) | REPSOL-Produção de Electricidade e Calor ACE | Repsol-Produção de Electricidade e Calor - ACE | 5357 | Lugar de Monte-Feio Apartado - 41 | .. | SINES | 7520-064 | 199 | 0 | 0 | 168 | n
PT | 2012 | PT34 | 2012PT34 | 2012-34 | 34 | Refinaria de Sines (Caldeiras 1, 2 e 3) | Sines - Portugal | Art 4(3) - existing plants | Refineries | 111.44 | Yes | 0 | 0 | 0 | 532.72 | 0 | 0 | 40.758 | 1.678 | ** A potência térmica nominal associada ao grupo constituído pelas caldeiras 1, 2 e 3 foi reduzida já que as caldeiras 1 e 3 se encontram desactivadas desde o final de 2010 | [6 empty] | 1.(a) | Petróleos de Portugal - PETROGAL, S.A. | Refinaria de Sines | 5453 | Daldas do Meio, Apartado 15 | .. | SINES | 7520-999 | 1340 | 10600 | 367 | 1900 | n
PT | 2012 | PT35 | 2012PT35 | 2012-35 | 35 | Refinaria de Sines (Caldeira 4) | Sines - Portugal | Art 4(2) - new-new plants | Refineries | 135.28 | Yes | 0 | 0 | 931.6918 | 0 | 957.2098 | 463.1045 | 151.9942 | 3.0541 | [7 empty] | 1.(a) | Petróleos de Portugal - PETROGAL, S.A. | Refinaria de Sines | 5453 | Daldas do Meio, Apartado 15 | .. | SINES | 7520-999 | 1340 | 10600 | 367 | 1900 | n
PT | 2012 | PT30 | 2012PT30 | 2012-30 | 30 | Central Termoelétrica de Tunes | Tunes - Portugal | Art 4(1) - old-new plants | ESI | 554 | Yes | 0 | 0 | 2.1239 | 0 | 0 | 0.0987 | 0.741 | 0.0635
PT | 2012 | PT7 | 2012PT7 | 2012-7 | 7 | Europac Kraft Viana (CCC a Gás Natural 1) | Viana do Castelo - Portugal | Art 4(2) - new-new plants | CHP | 89 | Yes | 0 | 0 | 0 | 2378.6 | 0 | 46 | 61.5 | 5 | [7 empty] | 6.(a) | Europa&c Kraft Viana | Europa&c Kraft Viana | 5389 | Apartado 550 | .. | VIANA DO CASTELO | 4905-261 | 939 | 0 | 264 | 658 | n
PT | 2012 | PT8 | 2012PT8 | 2012-8 | 8 | Europac Kraft Viana (CCC a Gás Natural 2) | Viana do Castelo - Portugal | Art 4(2) - new-new plants | CHP | 89 | Yes | 0 | 0 | 0 | 2353.1 | 0 | 48 | 39.3 | 7 | [7 empty] | 6.(a) | Europa&c Kraft Viana | Europa&c Kraft Viana | 5389 | Apartado 550 | .. | VIANA DO CASTELO | 4905-261 | 939 | 0 | 264 | 658 | n
PT | 2012 | PT23 | 2012PT23 | 2012-23 | 23 | Central Termoelétrica de Lares (Chaminé 1) | Vila Verde - Figueira da Foz - Portugal | Art 4(2) - new-new plants | ESI | 747 | Yes | 0 | 0 | 0 | 6803.0735 | 0 | 0 | 143.281 | 3.292 | [7 empty] | 1.(c) | EDP - Gestão de Produção de Energia, S.A. | Central Termoeléctrica de Lares | 133888 | Avenida da Beira Rio Lares | .. | FIGUEIRA DA FOZ | 3090-648 | 198 | 0 | 0 | 522 | n
PT | 2012 | PT24 | 2012PT24 | 2012-24 | 24 | Central Termoelétrica de Lares (Chaminé 2) | Vila Verde - Figueira da Foz - Portugal | Art 4(2) - new-new plants | ESI | 747 | Yes | 0 | 0 | 0 | 2310.5489 | 0 | 0 | 48 | 0.98 | [7 empty] | 1.(c) | EDP - Gestão de Produção de Energia, S.A. | Central Termoeléctrica de Lares | 133888 | Avenida da Beira Rio Lares | .. | FIGUEIRA DA FOZ | 3090-648 | 198 | 0 | 0 | 522 | n
[39 empty] | 35 | total
[39 empty] | 0 | p
[39 empty] | 23 | n
[39 empty] | 11 | m
[39 empty] | 0 | l
Note on U2: Ioanna Kourti: Comments prefixed with "AMEC" are comments by AMEC.
Note on Z2: Ioanna Kourti: Notes in this column which state a pollutant indicate that the ELVs for that pollutants do not apply until the specified date.

## RO
[28 empty] | E-PRTR | [10 empty] | method (p=postal code, n=plants'/facilities' names and addresses, m=manually, l=same linkage as for 2008 data)
MS | Year | Master LCP ID | Unique ID | ID per MS | Plant Number | Plant name | Plant location | Status of the plant | Sector | MWth | Gas turbine | Biomass (TJ) | Other solid fuels (TJ) | Liquid fuels (TJ) | Natural gas (TJ) | Other gases (TJ) | SO2 (t) | NOx (t) | Dust (t) | Further explanations or comments by MS | NERP | TNP | IED Article 33 potential opt-outs | Small isolated systems | Accession Treaty | Currently closed? - Year of closure if known | ActivityCode | ParentCompanyName | FacilityName | FacilityID | StreetName | BuildingNumber | City | PostalCode | NOX(t) | SOX(t) | PM10(t) | CO2(kt)
RO | 2012 | RO77 | 2012RO77 | 2012-77 | 77 | SC TERMA SERV ALEXANDRIA | Alexandria, str. Dunarii, nr. 370, jud. Teleorman | Art 4(3) - existing plants | District heating | 56.5 | No | 0 | 0 | 0 | 0 | 0 | 0 | 0 | 0
RO | 2012 | RO106 | 2012RO106 | 2012-106 | 106 | CET Arad Hidrocarburi nr.3 | Arad, B-dul Iuliu Maniu nr. 65-71, jud. Arad | Art 4(3) - existing plants | CHP | 57 | No | 0 | 0 | 0 | 12.014 | 0 | 0.003 | 1.024 | 0.0103 | [7 empty] | 1.(c) | SC CET ARAD SA | SC CET Arad SA - pe lignit | 167405 | 6 Vanatori FN |  | Arad | 310162 | 402 | 7770 | 101 | 365 | n
RO | 2012 | RO107 | 2012RO107 | 2012-107 | 107 | CET Arad Hidrocarburi nr.4 | Arad, B-dul Iuliu Maniu nr. 65-71, jud. Arad | Art 4(3) - existing plants | CHP | 73 | No | 0 | 0 | 0 | 1.591 | 0 | 0 | 0.134 | 0.0014 | [7 empty] | 1.(c) | SC CET ARAD SA | SC CET Arad SA - pe lignit | 167405 | 6 Vanatori FN |  | Arad | 310162 | 402 | 7770 | 101 | 365 | n
RO | 2012 | RO108 | 2012RO108 | 2012-108 | 108 | CET Arad Hidrocarburi nr.5 | Arad, B-dul Iuliu Maniu nr. 65-71, jud. Arad | Art 4(3) - existing plants | District heating | 116 | No | 0 | 0 | 0 | 122.876 | 0 | 0.0367 | 10.873 | 0.11 | [7 empty] | 1.(c) | SC CET ARAD SA | SC CET Arad SA - pe lignit | 167405 | 6 Vanatori FN |  | Arad | 310162 | 402 | 7770 | 101 | 365 | n
RO | 2012 | RO109 | 2012RO109 | 2012-109 | 109 | CET Arad Hidrocarburi nr.6 | Arad, B-dul Iuliu Maniu nr. 65-71, jud. Arad | Art 4(3) - existing plants | District heating | 116 | No | 0 | 0 | 0 | 32.38 | 0 | 0.0092 | 2.7315 | 0.0276 | [7 empty] | 1.(c) | SC CET ARAD SA | SC CET Arad SA - pe lignit | 167405 | 6 Vanatori FN |  | Arad | 310162 | 402 | 7770 | 101 | 365 | n
RO | 2012 | RO110 | 2012RO110 | 2012-110 | 110 | CET Arad Hidrocarburi nr.7 | Arad, B-dul Iuliu Maniu nr. 65-71, jud. Arad | Art 4(3) - existing plants | District heating | 116 | No | 0 | 0 | 0 | 0 | 0 | 0 | 0 | 0 | [7 empty] | 1.(c) | SC CET ARAD SA | SC CET Arad SA - pe lignit | 167405 | 6 Vanatori FN |  | Arad | 310162 | 402 | 7770 | 101 | 365 | n
RO | 2012 | RO111 | 2012RO111 | 2012-111 | 111 | CET Arad Hidrocarburi nr.8 | Arad, B-dul Iuliu Maniu nr. 65-71, jud. Arad | Art 4(3) - existing plants | District heating | 116 | No | 0 | 0 | 0 | 0 | 0 | 0 | 0 | 0 | [7 empty] | 1.(c) | SC CET ARAD SA | SC CET Arad SA - pe lignit | 167405 | 6 Vanatori FN |  | Arad | 310162 | 402 | 7770 | 101 | 365 | n
RO | 2012 | RO112 | 2012RO112 | 2012-112 | 112 | CET Arad Hidrocarburi nr.9 | Arad, B-dul Iuliu Maniu nr. 65-71, jud. Arad | Art 4(3) - existing plants | District heating | 116 | No | 0 | 0 | 0 | 0 | 0 | 0 | 0 | 0 | [7 empty] | 1.(c) | SC CET ARAD SA | SC CET Arad SA - pe lignit | 167405 | 6 Vanatori FN |  | Arad | 310162 | 402 | 7770 | 101 | 365 | n
RO | 2012 | RO113 | 2012RO113 | 2012-113 | 113 | CET Arad Hidrocarburi nr.10 | Arad, B-dul Iuliu Maniu nr. 65-71, jud. Arad | Art 4(3) - existing plants | District heating | 116 | No | 0 | 0 | 0 | 0 | 0 | 0 | 0 | 0 | [7 empty] | 1.(c) | SC CET ARAD SA | SC CET Arad SA - pe lignit | 167405 | 6 Vanatori FN |  | Arad | 310162 | 402 | 7770 | 101 | 365 | n
RO | 2012 | RO104 | 2012RO104 | 2012-104 | 104 | CET Arad Lignit nr.1 | Arad, Str. 6 Vanatori, FN, jud. Arad | Art 4(3) - existing plants | CHP | 403 | No | 0 | 4557.53 | 0 | 510.397 | 0 | 7555.76 | 388.319 | 96.115 | [7 empty] | 1.(c) | SC CET ARAD SA | SC CET Arad SA - pe lignit | 167405 | 6 Vanatori FN |  | Arad | 310162 | 402 | 7770 | 101 | 365 | n
RO | 2012 | RO105 | 2012RO105 | 2012-105 | 105 | CET Arad Lignit nr.2 | Arad, Str. 6 Vanatori, FN, jud. Arad | Art 4(3) - existing plants | CHP | 160 | No | 0 | 123.393 | 0 | 46.807 | 0 | 214.768 | 13.63 | 5.184 | [7 empty] | 1.(c) | SC CET ARAD SA | SC CET Arad SA - pe lignit | 167405 | 6 Vanatori FN |  | Arad | 310162 | 402 | 7770 | 101 | 365 | n
RO | 2012 | RO4 | 2012RO4 | 2012-4 | 4 | S.C. AMURCO S.R.L. | Bacau, str. Chimiei nr.1, jud. Bacau | Art 4(3) - existing plants | Other (non refineries) | 278.4 | No | 0 | 0 | 0 | 3147.97 | 0 | 1.22 | 133.56 | 2.69 | (ex SOFERT SA) | [6 empty] | 4.(c) | SC INTERAGRO SA BUCURESTI | SC AMURCO SRL BACAU | 167296 | Str. Chimiei nr. 1 |  | Bacau | 600289 | 732 | 0 | 0 | 536 | n
RO | 2012 | RO1 | 2012RO1 | 2012-1 | 1 | CET BACAU nr.1 | Bacau, str. Chimiei nr.6, jud. Bacau | Art 4(3) - existing plants | CHP | 343 | No | 56.53 | 2114.51 | 0 | 383.64 | 0 | 2802.69 | 545.44 | 112.55 | [7 empty] | 1.(c) | CONSILIUL LOCAL BACAU | SC CET SA BACAU | 167294 | Chimiei nr. 6 |  | Bacau | 600286 | 610 | 2800 | 113 | 210 | n
RO | 2012 | RO2 | 2012RO2 | 2012-2 | 2 | CET BACAU nr.2 | Bacau, str. Chimiei nr.6, jud. Bacau | Art 4(1) - old-new plants | District heating | 76.5 | No | 0 | 0 | 0 | 43.59 | 0 | 0.02 | 2.77 | 0.04 | [7 empty] | 1.(c) | CONSILIUL LOCAL BACAU | SC CET SA BACAU | 167294 | Chimiei nr. 6 |  | Bacau | 600286 | 610 | 2800 | 113 | 210 | n
RO | 2012 | RO3 | 2012RO3 | 2012-3 | 3 | CET BACAU nr.3 | Bacau, str. Letea nr.28, jud. Bacau | Art 4(3) - existing plants | District heating | 127.8 | No | 0 | 0 | 0 | 38.78 | 0 | 0.016 | 1.29 | 0.035 | [7 empty] | 1.(c) | CONSILIUL LOCAL BACAU | SC CET SA BACAU | 167294 | Chimiei nr. 6 |  | Bacau | 600286 | 610 | 2800 | 113 | 210 | n
RO | 2012 | RO127 | 2012RO127 | 2012-127 | 127 | Directia de Termoficare a Mun. Bistrita | Bistrita, str. Zefirului nr.1,jud.Bistrita-Nasaud | Art 4(3) - existing plants | District heating | 370 | No | 0 | 0 | 0 | 0 | 0 | 0 | 0 | 0 | (ex PRODITERM BISTRITA)
RO | 2012 | RO11 | 2012RO11 | 2012-11 | 11 | MODERN CALOR SA | Botosani, str. Pacea nr.43, jud. Botosani | Art 4(3) - existing plants | District heating | 348 | No | 0 | 0 | 0 | 0 | 0 | 0 | 0 | 0 | (ex.SC TERMICA SA nr.1 Botosani)
RO | 2012 | RO12 | 2012RO12 | 2012-12 | 12 | SC TERMICA SA nr.2 Botosani | Botosani, str. Pacea nr.43, jud. Botosani | Art 4(3) - existing plants | District heating | 84 | No | 0 | 0 | 0 | 0 | 0 | 0 | 0 | 0
RO | 2012 | RO13 | 2012RO13 | 2012-13 | 13 | SC TERMICA SA nr.3 Botosani | Botosani, str. Pacea nr.43, jud. Botosani | Art 4(3) - existing plants | District heating | 84 | No | 0 | 0 | 0 | 0 | 0 | 0 | 0 | 0
RO | 2012 | RO23 | 2012RO23 | 2012-23 | 23 | S.C. CET S.A.Braila nr.1 | Braila, sos Vizirului km.10, jud. Braila | Art 4(3) - existing plants | CHP | 220 | No | 0 | 0 | 0 | 0 | 0 | 0 | 0 | 0 | [7 empty] | 9.(e) | STX OSV | SC STX OSV BRAILA SA | 22756 | Celulozei nr. 1A |  | BRAILA | 810282 | 0 | 0 | 0 | 0 | n
RO | 2012 | RO24 | 2012RO24 | 2012-24 | 24 | S.C. CET S.A.Braila nr.2 | Braila, sos Vizirului km.10, jud. Braila | Art 4(3) - existing plants | CHP | 220 | No | 0 | 0 | 0 | 477.03 | 0 | 0.028 | 24.248 | 1.59 | [7 empty] | 9.(e) | STX OSV | SC STX OSV BRAILA SA | 22756 | Celulozei nr. 1A |  | BRAILA | 810282 | 0 | 0 | 0 | 0 | n
RO | 2012 | RO25 | 2012RO25 | 2012-25 | 25 | S.C. CET S.A.Braila nr.3 | Braila, sos Vizirului km.10, jud. Braila | Art 4(3) - existing plants | District heating | 73 | No | 0 | 0 | 0 | 0 | 0 | 0 | 0 | 0 | [7 empty] | 9.(e) | STX OSV | SC STX OSV BRAILA SA | 22756 | Celulozei nr. 1A |  | BRAILA | 810282 | 0 | 0 | 0 | 0 | n
RO | 2012 | RO26 | 2012RO26 | 2012-26 | 26 | S.C. CET S.A.Braila nr.4 | Braila, sos Vizirului km.10, jud. Braila | Art 4(3) - existing plants | District heating | 73 | No | 0 | 0 | 0 | 0 | 0 | 0 | 0 | 0 | [7 empty] | 9.(e) | STX OSV | SC STX OSV BRAILA SA | 22756 | Celulozei nr. 1A |  | BRAILA | 810282 | 0 | 0 | 0 | 0 | n
RO | 2012 | RO27 | 2012RO27 | 2012-27 | 27 | S.C. CET S.A.Braila nr.5 | Braila, sos Vizirului km.10, jud. Braila | Art 4(3) - existing plants | District heating | 73 | No | 0 | 0 | 0 | 0 | 0 | 0 | 0 | 0 | [7 empty] | 9.(e) | STX OSV | SC STX OSV BRAILA SA | 22756 | Celulozei nr. 1A |  | BRAILA | 810282 | 0 | 0 | 0 | 0 | n
RO | 2012 | RO28 | 2012RO28 | 2012-28 | 28 | S.C. CET S.A.Braila nr.6 | Braila, sos Vizirului km.10, jud. Braila | Art 4(3) - existing plants | CHP | 73 | No | 0 | 0 | 0 | 0 | 0 | 0 | 0 | 0 | [7 empty] | 9.(e) | STX OSV | SC STX OSV BRAILA SA | 22756 | Celulozei nr. 1A |  | BRAILA | 810282 | 0 | 0 | 0 | 0 | n
RO | 2012 | RO131 | 2012RO131 | 2012-131 | 131 | SC CET BRASOV SA nr. 2 | Brasov, str. Carpatilor nr. 60 jud. Brasov | Art 4(3) - existing plants | District heating | 98 | No | 0 | 0 | 0 | 0 | 0 | 0 | 0 | 0
RO | 2012 | RO130 | 2012RO130 | 2012-130 | 130 | SC CET BRASOV SA nr. 1 | Brasov, str. Timis Triaj Nr. 6, jud. Brasov | Art 4(3) - existing plants | CHP | 674 | No | 0 | 0 | 0 | 0 | 0 | 0 | 0 | 0
RO | 2012 | RO66 | 2012RO66 | 2012-66 | 66 | SC Dalkia Termo Prahova SRL nr. 1 | Brazii de Sus, com. Brazi, str. Trandafirilor nr.71, jud. Prahova | Art 4(3) - existing plants | CHP | 858 | No | 0 | 0 | 101.35 | 4694.19 | 0 | 59.05 | 1110.91 | 9.425 | [7 empty] | 1.(c) | SC DALKIA TERMO PRAHOVA SRL | SC DALKIA TERMO PRAHOVA SRL | 167376 | Trandafirilor 71 |  | BRAZI | 107084 | 1340 | 0 | 0 | 353 | n
RO | 2012 | RO67 | 2012RO67 | 2012-67 | 67 | SC Dalkia Termo Prahova SRL nr. 2 | Brazii de Sus, com. Brazi, str. Trandafirilor nr.71, jud. Prahova | Art 4(3) - existing plants | District heating | 116 | No | 0 | 0 | 0 | 47.89 | 0 | 0.013 | 6.81 | 0.16 | [7 empty] | 1.(c) | SC DALKIA TERMO PRAHOVA SRL | SC DALKIA TERMO PRAHOVA SRL | 167376 | Trandafirilor 71 |  | BRAZI | 107084 | 1340 | 0 | 0 | 353 | n
RO | 2012 | RO68 | 2012RO68 | 2012-68 | 68 | SC Dalkia Termo Prahova SRL nr. 3 | Brazii de Sus, com. Brazi, str. Trandafirilor nr.71, jud. Prahova | Art 4(3) - existing plants | District heating | 116 | No | 0 | 0 | 0 | 125.1 | 0 | 0.036 | 18.742 | 0.449 | [7 empty] | 1.(c) | SC DALKIA TERMO PRAHOVA SRL | SC DALKIA TERMO PRAHOVA SRL | 167376 | Trandafirilor 71 |  | BRAZI | 107084 | 1340 | 0 | 0 | 353 | n
RO | 2012 | RO69 | 2012RO69 | 2012-69 | 69 | SC Dalkia Termo Prahova SRL nr. 4 | Brazii de Sus, com. Brazi, str. Trandafirilor nr.71, jud. Prahova | Art 4(2) - new-new plants | CHP | 74.9 | Yes | 0 | 0 | 0 | 1363.69 | 0 | 0.39 | 203.85 | 4.861 | [7 empty] | 1.(c) | SC DALKIA TERMO PRAHOVA SRL | SC DALKIA TERMO PRAHOVA SRL | 167376 | Trandafirilor 71 |  | BRAZI | 107084 | 1340 | 0 | 0 | 353 | n
RO | 2012 | RO175 | 2012RO175 | 2012-175 | 175 | RADET Bucuresti CTZ | Bucuresti, Baiculesti nr. 2, sector 1 | Art 4(2) - new-new plants | District heating | 70 | No | 0 | 0 | 0 | 801.49 | 0 | 0.104 | 30.47 | 0.587
RO | 2012 | RO176 | 2012RO176 | 2012-176 | 176 | SC ELCEN Bucuresti CET Vest nr.9 | Bucuresti, Bd. Timisoara nr.106, sector 6 | Art 4(2) - new-new plants | CHP | 487 | Yes | 0 | 0 | 0 | 9247.26 | 0 | 0 | 370.78 | 0 | [7 empty] | 1.(c) | SC ELECTROCENTRALE BUCURESTI SA | SC ELECTROCENTRALE BUCURESTI SA - Cet Bucuresti Vest | 167472 | Bd. Timisoara nr. 106 |  | BUCURESTI | 77208 | 484 | 0 | 0 | 632 | m
RO | 2012 | RO160 | 2012RO160 | 2012-160 | 160 | SC ELCEN Bucuresti CET Vest nr.1 | Bucuresti, Bd. Timisoara nr.106, sector 6 | Art 4(3) - existing plants | CHP | 916 | No | 0 | 0 | 205.44 | 1484.86 | 0 | 26.31 | 78.12 | 2.32 | [7 empty] | 1.(c) | SC ELECTROCENTRALE BUCURESTI SA | SC ELECTROCENTRALE BUCURESTI SA - Cet Bucuresti Vest | 167472 | Bd. Timisoara nr. 106 |  | BUCURESTI | 77208 | 484 | 0 | 0 | 632 | m
RO | 2012 | RO161 | 2012RO161 | 2012-161 | 161 | SC ELCEN Bucuresti CET Vest nr.2 | Bucuresti, Bd. Timisoara nr.106, sector 6 | Art 4(3) - existing plants | District heating | 116 | No | 0 | 0 | 0 | 0 | 0 | 0 | 0 | 0 | [7 empty] | 1.(c) | SC ELECTROCENTRALE BUCURESTI SA | SC ELECTROCENTRALE BUCURESTI SA - Cet Bucuresti Vest | 167472 | Bd. Timisoara nr. 106 |  | BUCURESTI | 77208 | 484 | 0 | 0 | 632 | m
RO | 2012 | RO162 | 2012RO162 | 2012-162 | 162 | SC ELCEN Bucuresti CET Vest nr.3 | Bucuresti, Bd. Timisoara nr.106, sector 6 | Art 4(3) - existing plants | District heating | 116 | No | 0 | 0 | 0 | 366.59 | 0 | 0 | 33.073 | 0 | [7 empty] | 1.(c) | SC ELECTROCENTRALE BUCURESTI SA | SC ELECTROCENTRALE BUCURESTI SA - Cet Bucuresti Vest | 167472 | Bd. Timisoara nr. 106 |  | BUCURESTI | 77208 | 484 | 0 | 0 | 632 | m
RO | 2012 | RO163 | 2012RO163 | 2012-163 | 163 | SC ELCEN Bucuresti CET Vest nr.4 | Bucuresti, Bd. Timisoara nr.106, sector 6 | Art 4(3) - existing plants | District heating | 116 | No | 0 | 0 | 0 | 46.42 | 0 | 0 | 2.19 | 0 | [7 empty] | 1.(c) | SC ELECTROCENTRALE BUCURESTI SA | SC ELECTROCENTRALE BUCURESTI SA - Cet Bucuresti Vest | 167472 | Bd. Timisoara nr. 106 |  | BUCURESTI | 77208 | 484 | 0 | 0 | 632 | m
RO | 2012 | RO164 | 2012RO164 | 2012-164 | 164 | SC ELCEN Bucuresti CET Vest nr.5 | Bucuresti, Bd. Timisoara nr.106, sector 6 | Art 4(3) - existing plants | District heating | 116 | No | 0 | 0 | 0 | 2.2 | 0 | 0 | 0.154 | 0 | [7 empty] | 1.(c) | SC ELECTROCENTRALE BUCURESTI SA | SC ELECTROCENTRALE BUCURESTI SA - Cet Bucuresti Vest | 167472 | Bd. Timisoara nr. 106 |  | BUCURESTI | 77208 | 484 | 0 | 0 | 632 | m
RO | 2012 | RO165 | 2012RO165 | 2012-165 | 165 | SC ELCEN Bucuresti CET Vest nr.6 | Bucuresti, Bd. Timisoara nr.106, sector 6 | Art 4(3) - existing plants | District heating | 116 | No | 0 | 0 | 0 | 0 | 0 | 0 | 0 | 0 | [7 empty] | 1.(c) | SC ELECTROCENTRALE BUCURESTI SA | SC ELECTROCENTRALE BUCURESTI SA - Cet Bucuresti Vest | 167472 | Bd. Timisoara nr. 106 |  | BUCURESTI | 77208 | 484 | 0 | 0 | 632 | m
RO | 2012 | RO166 | 2012RO166 | 2012-166 | 166 | SC ELCEN Bucuresti CET Vest nr.7 | Bucuresti, Bd. Timisoara nr.106, sector 6 | Art 4(1) - old-new plants | District heating | 116 | No | 0 | 0 | 0 | 0 | 0 | 0 | 0 | 0 | [7 empty] | 1.(c) | SC ELECTROCENTRALE BUCURESTI SA | SC ELECTROCENTRALE BUCURESTI SA - Cet Bucuresti Vest | 167472 | Bd. Timisoara nr. 106 |  | BUCURESTI | 77208 | 484 | 0 | 0 | 632 | m
RO | 2012 | RO167 | 2012RO167 | 2012-167 | 167 | SC ELCEN Bucuresti CET Vest nr.8 | Bucuresti, Bd. Timisoara nr.106, sector 6 | Art 4(1) - old-new plants | District heating | 116 | No | 0 | 0 | 0 | 0 | 0 | 0 | 0 | 0 | [7 empty] | 1.(c) | SC ELECTROCENTRALE BUCURESTI SA | SC ELECTROCENTRALE BUCURESTI SA - Cet Bucuresti Vest | 167472 | Bd. Timisoara nr. 106 |  | BUCURESTI | 77208 | 484 | 0 | 0 | 632 | m
RO | 2012 | RO174 | 2012RO174 | 2012-174 | 174 | S.C. CET GRIVITA SRL | Bucuresti, Calea Grivitei nr. 357, sector 1 | Art 4(2) - new-new plants | CHP | 58.24 | No | 0 | 0 | 0 | 528.97 | 0 | 6.296 | 26.985 | 0.901
RO | 2012 | RO137 | 2012RO137 | 2012-137 | 137 | SC ELCEN Bucuresti CET Grozavesti nr.1 | Bucuresti, Splaiul Independentei nr.227 sector 6 | Art 4(3) - existing plants | CHP | 476 | No | 0 | 0 | 141.66 | 4660.86 | 0 | 46.99 | 305.5 | 2.01 | [7 empty] | 1.(c) | SC ELECTROCENTRALE BUCURESTI SA | SC ELECTROCENTRALE BUCURESTI SA - Cet Grozavesti | 167473 | Splaiul Independentei nr. 229 |  | BUCURESTI | 77208 | 335 | 0 | 0 | 294 | n
RO | 2012 | RO138 | 2012RO138 | 2012-138 | 138 | SC ELCEN Bucuresti CET Grozavesti nr.2 | Bucuresti, Splaiul Independentei nr.227 sector 6 | Art 4(3) - existing plants | District heating | 116 | No | 0 | 0 | 0 | 0 | 0 | 0 | 0 | 0 | [7 empty] | 1.(c) | SC ELECTROCENTRALE BUCURESTI SA | SC ELECTROCENTRALE BUCURESTI SA - Cet Grozavesti | 167473 | Splaiul Independentei nr. 229 |  | BUCURESTI | 77208 | 335 | 0 | 0 | 294 | n
RO | 2012 | RO139 | 2012RO139 | 2012-139 | 139 | SC ELCEN Bucuresti CET Grozavesti nr.3 | Bucuresti, Splaiul Independentei nr.227 sector 6 | Art 4(3) - existing plants | District heating | 116 | No | 0 | 0 | 0 | 383.66 | 0 | 0 | 25.809 | 0 | [7 empty] | 1.(c) | SC ELECTROCENTRALE BUCURESTI SA | SC ELECTROCENTRALE BUCURESTI SA - Cet Grozavesti | 167473 | Splaiul Independentei nr. 229 |  | BUCURESTI | 77208 | 335 | 0 | 0 | 294 | n
RO | 2012 | RO140 | 2012RO140 | 2012-140 | 140 | SC ELCEN Bucuresti CET Grozavesti nr.4 | Bucuresti, Splaiul Independentei nr.227 sector 6 | Art 4(3) - existing plants | District heating | 116 | No | 0 | 0 | 0 | 0 | 0 | 0 | 0 | 0 | [7 empty] | 1.(c) | SC ELECTROCENTRALE BUCURESTI SA | SC ELECTROCENTRALE BUCURESTI SA - Cet Grozavesti | 167473 | Splaiul Independentei nr. 229 |  | BUCURESTI | 77208 | 335 | 0 | 0 | 294 | n
RO | 2012 | RO141 | 2012RO141 | 2012-141 | 141 | SC ELCEN Bucuresti CET Grozavesti nr.5 | Bucuresti, Splaiul Independentei nr.227 sector 6 | Art 4(3) - existing plants | District heating | 116 | No | 0 | 0 | 0 | 56.54 | 0 | 0 | 3.82 | 0 | [7 empty] | 1.(c) | SC ELECTROCENTRALE BUCURESTI SA | SC ELECTROCENTRALE BUCURESTI SA - Cet Grozavesti | 167473 | Splaiul Independentei nr. 229 |  | BUCURESTI | 77208 | 335 | 0 | 0 | 294 | n
RO | 2012 | RO142 | 2012RO142 | 2012-142 | 142 | SC ELCEN Bucuresti CET Grozavesti nr.6 | Bucuresti, Splaiul Independentei nr.227 sector 6 | Art 4(3) - existing plants | District heating | 116 | No | 0 | 0 | 0 | 0 | 0 | 0 | 0 | 0 | [7 empty] | 1.(c) | SC ELECTROCENTRALE BUCURESTI SA | SC ELECTROCENTRALE BUCURESTI SA - Cet Grozavesti | 167473 | Splaiul Independentei nr. 229 |  | BUCURESTI | 77208 | 335 | 0 | 0 | 294 | n
RO | 2012 | RO143 | 2012RO143 | 2012-143 | 143 | SC ELCEN Bucuresti CET Grozavesti nr.7 | Bucuresti, Splaiul Independentei nr.227 sector 6 | Art 4(3) - existing plants | District heating | 116 | No | 0 | 0 | 0 | 0 | 0 | 0 | 0 | 0 | [7 empty] | 1.(c) | SC ELECTROCENTRALE BUCURESTI SA | SC ELECTROCENTRALE BUCURESTI SA - Cet Grozavesti | 167473 | Splaiul Independentei nr. 229 |  | BUCURESTI | 77208 | 335 | 0 | 0 | 294 | n
RO | 2012 | RO172 | 2012RO172 | 2012-172 | 172 | SC ELCEN Bucuresti CET Titan nr.1 | Bucuresti, str. Ion Sahighian nr.4G sector 3 | Art 4(3) - existing plants | District heating | 116 | No | 0 | 0 | 0 | 0 | 0 | 0 | 0 | 0
RO | 2012 | RO173 | 2012RO173 | 2012-173 | 173 | SC ELCEN Bucuresti CET Titan nr.2 | Bucuresti, str. Ion Sahighian nr.4G sector 3 | Art 4(3) - existing plants | District heating | 116 | No | 0 | 0 | 0 | 0 | 0 | 0 | 0 | 0
RO | 2012 | RO168 | 2012RO168 | 2012-168 | 168 | SC ELCEN Bucuresti CET Progresu nr.1 | Bucuresti, str. Pogoanelor nr. 1A, sector 4 | Art 4(3) - existing plants | CHP | 1148 | No | 0 | 0 | 368.7 | 7398.04 | 0 | 97.451 | 300.49 | 23.639 | [7 empty] | 1.(c) | SC ELECTROCENTRALE BUCURESTI SA | SC ELECTROCENTRALE BUCURESTI SA - Cet Progresu | 167470 | Pogoanele nr. 1A |  | BUCURESTI | 75449 | 335 | 187 | 0 | 466 | n
RO | 2012 | RO169 | 2012RO169 | 2012-169 | 169 | SC ELCEN Bucuresti CET Progresu nr.2 | Bucuresti, str. Pogoanelor nr. 1A, sector 4 | Art 4(1) - old-new plants | District heating | 116 | No | 0 | 0 | 59.03 | 0 | 0 | 22.18 | 7.51 | 0.99 | [7 empty] | 1.(c) | SC ELECTROCENTRALE BUCURESTI SA | SC ELECTROCENTRALE BUCURESTI SA - Cet Progresu | 167470 | Pogoanele nr. 1A |  | BUCURESTI | 75449 | 335 | 187 | 0 | 466 | n
RO | 2012 | RO170 | 2012RO170 | 2012-170 | 170 | SC ELCEN Bucuresti CET Progresu nr.3 | Bucuresti, str. Pogoanelor nr. 1A, sector 4 | Art 4(1) - old-new plants | District heating | 116 | No | 0 | 0 | 0 | 0 | 0 | 0 | 0 | 0 | [7 empty] | 1.(c) | SC ELECTROCENTRALE BUCURESTI SA | SC ELECTROCENTRALE BUCURESTI SA - Cet Progresu | 167470 | Pogoanele nr. 1A |  | BUCURESTI | 75449 | 335 | 187 | 0 | 466 | n
RO | 2012 | RO171 | 2012RO171 | 2012-171 | 171 | SC ELCEN Bucuresti CET Progresu nr.4 | Bucuresti, str. Pogoanelor nr. 1A, sector 4 | Art 4(1) - old-new plants | District heating | 116 | No | 0 | 0 | 272.15 | 0 | 0 | 67.84 | 26.79 | 3.07 | [7 empty] | 1.(c) | SC ELECTROCENTRALE BUCURESTI SA | SC ELECTROCENTRALE BUCURESTI SA - Cet Progresu | 167470 | Pogoanele nr. 1A |  | BUCURESTI | 75449 | 335 | 187 | 0 | 466 | n
RO | 2012 | RO144 | 2012RO144 | 2012-144 | 144 | SC ELCEN Bucuresti CET Sud nr. 1 | Bucuresti, str. Releului nr. 2B, sector 3 | Art 4(3) - existing plants | CHP | 1148 | No | 0 | 0 | 397.95 | 13102.65 | 0 | 48.59 | 711.67 | 2.37 | [7 empty] | 1.(c) | SC ELECTROCENTRALE BUCURESTI SA | SC ELECTROCENTRALE BUCURESTI SA - Cet Bucuresti Sud | 167471 | Releului , nr. 2B |  | BUCURESTI | 74569 | 994 | 0 | 0 | 1020 | n
RO | 2012 | RO145 | 2012RO145 | 2012-145 | 145 | SC ELCEN Bucuresti CET Sud nr. 2 | Bucuresti, str. Releului nr. 2B, sector 3 | Art 4(3) - existing plants | CHP | 916 | No | 0 | 0 | 421.95 | 2551.01 | 0 | 50.91 | 181.86 | 1.12 | [7 empty] | 1.(c) | SC ELECTROCENTRALE BUCURESTI SA | SC ELECTROCENTRALE BUCURESTI SA - Cet Bucuresti Sud | 167471 | Releului , nr. 2B |  | BUCURESTI | 74569 | 994 | 0 | 0 | 1020 | n
RO | 2012 | RO146 | 2012RO146 | 2012-146 | 146 | SC ELCEN Bucuresti CET Sud nr. 3 | Bucuresti, str. Releului nr. 2B, sector 3 | Art 4(3) - existing plants | District heating | 232 | No | 0 | 0 | 0 | 218.99 | 0 | 0 | 13.64 | 0 | [7 empty] | 1.(c) | SC ELECTROCENTRALE BUCURESTI SA | SC ELECTROCENTRALE BUCURESTI SA - Cet Bucuresti Sud | 167471 | Releului , nr. 2B |  | BUCURESTI | 74569 | 994 | 0 | 0 | 1020 | n
RO | 2012 | RO147 | 2012RO147 | 2012-147 | 147 | SC ELCEN Bucuresti CET Sud nr. 4 | Bucuresti, str. Releului nr. 2B, sector 3 | Art 4(3) - existing plants | District heating | 116 | No | 0 | 0 | 0 | 411.67 | 0 | 0 | 21.32 | 0 | [7 empty] | 1.(c) | SC ELECTROCENTRALE BUCURESTI SA | SC ELECTROCENTRALE BUCURESTI SA - Cet Bucuresti Sud | 167471 | Releului , nr. 2B |  | BUCURESTI | 74569 | 994 | 0 | 0 | 1020 | n
RO | 2012 | RO148 | 2012RO148 | 2012-148 | 148 | SC ELCEN Bucuresti CET Sud nr. 5 | Bucuresti, str. Releului nr. 2B, sector 3 | Art 4(3) - existing plants | District heating | 116 | No | 0 | 0 | 0 | 656.36 | 0 | 0 | 35.24 | 0 | [7 empty] | 1.(c) | SC ELECTROCENTRALE BUCURESTI SA | SC ELECTROCENTRALE BUCURESTI SA - Cet Bucuresti Sud | 167471 | Releului , nr. 2B |  | BUCURESTI | 74569 | 994 | 0 | 0 | 1020 | n
RO | 2012 | RO149 | 2012RO149 | 2012-149 | 149 | SC ELCEN Bucuresti CET Sud nr. 6 | Bucuresti, str. Releului nr. 2B, sector 3 | Art 4(3) - existing plants | District heating | 116 | No | 0 | 0 | 0 | 0 | 0 | 0 | 0 | 0 | [7 empty] | 1.(c) | SC ELECTROCENTRALE BUCURESTI SA | SC ELECTROCENTRALE BUCURESTI SA - Cet Bucuresti Sud | 167471 | Releului , nr. 2B |  | BUCURESTI | 74569 | 994 | 0 | 0 | 1020 | n
RO | 2012 | RO150 | 2012RO150 | 2012-150 | 150 | SC ELCEN Bucuresti CET Sud nr. 7 | Bucuresti, str. Releului nr. 2B, sector 3 | Art 4(3) - existing plants | District heating | 116 | No | 0 | 0 | 0 | 312.8 | 0 | 0 | 30.36 | 0 | [7 empty] | 1.(c) | SC ELECTROCENTRALE BUCURESTI SA | SC ELECTROCENTRALE BUCURESTI SA - Cet Bucuresti Sud | 167471 | Releului , nr. 2B |  | BUCURESTI | 74569 | 994 | 0 | 0 | 1020 | n
RO | 2012 | RO151 | 2012RO151 | 2012-151 | 151 | SC ELCEN Bucuresti CET Sud nr.8 | Bucuresti, str. Releului nr. 2B, sector 3 | Art 4(3) - existing plants | District heating | 116 | No | 0 | 0 | 0 | 0 | 0 | 0 | 0 | 0 | [7 empty] | 1.(c) | SC ELECTROCENTRALE BUCURESTI SA | SC ELECTROCENTRALE BUCURESTI SA - Cet Bucuresti Sud | 167471 | Releului , nr. 2B |  | BUCURESTI | 74569 | 994 | 0 | 0 | 1020 | n
RO | 2012 | RO152 | 2012RO152 | 2012-152 | 152 | SC ELCEN Bucuresti CET Sud nr.9 | Bucuresti, str. Releului nr. 2B, sector 3 | Art 4(3) - existing plants | District heating | 116 | No | 0 | 0 | 0 | 0 | 0 | 0 | 0 | 0 | [7 empty] | 1.(c) | SC ELECTROCENTRALE BUCURESTI SA | SC ELECTROCENTRALE BUCURESTI SA - Cet Bucuresti Sud | 167471 | Releului , nr. 2B |  | BUCURESTI | 74569 | 994 | 0 | 0 | 1020 | n
RO | 2012 | RO153 | 2012RO153 | 2012-153 | 153 | SC ELCEN Bucuresti CET Sud nr.10 | Bucuresti, str. Releului nr. 2B, sector 3 | Art 4(3) - existing plants | District heating | 116 | No | 0 | 0 | 0 | 0 | 0 | 0 | 0 | 0 | [7 empty] | 1.(c) | SC ELECTROCENTRALE BUCURESTI SA | SC ELECTROCENTRALE BUCURESTI SA - Cet Bucuresti Sud | 167471 | Releului , nr. 2B |  | BUCURESTI | 74569 | 994 | 0 | 0 | 1020 | n
RO | 2012 | RO154 | 2012RO154 | 2012-154 | 154 | SC ELCEN Bucuresti CET Sud nr.11 | Bucuresti, str. Releului nr. 2B, sector 3 | Art 4(3) - existing plants | District heating | 116 | No | 0 | 0 | 0 | 0 | 0 | 0 | 0 | 0 | [7 empty] | 1.(c) | SC ELECTROCENTRALE BUCURESTI SA | SC ELECTROCENTRALE BUCURESTI SA - Cet Bucuresti Sud | 167471 | Releului , nr. 2B |  | BUCURESTI | 74569 | 994 | 0 | 0 | 1020 | n
RO | 2012 | RO155 | 2012RO155 | 2012-155 | 155 | SC ELCEN Bucuresti CET Sud nr.12 | Bucuresti, str. Releului nr. 2B, sector 3 | Art 4(3) - existing plants | District heating | 232 | No | 0 | 0 | 0 | 0 | 0 | 0 | 0 | 0 | [7 empty] | 1.(c) | SC ELECTROCENTRALE BUCURESTI SA | SC ELECTROCENTRALE BUCURESTI SA - Cet Bucuresti Sud | 167471 | Releului , nr. 2B |  | BUCURESTI | 74569 | 994 | 0 | 0 | 1020 | n
RO | 2012 | RO156 | 2012RO156 | 2012-156 | 156 | SC ELCEN Bucuresti CET Sud nr.13 | Bucuresti, str. Releului nr. 2B, sector 3 | Art 4(3) - existing plants | District heating | 116 | No | 0 | 0 | 0 | 0 | 0 | 0 | 0 | 0 | [7 empty] | 1.(c) | SC ELECTROCENTRALE BUCURESTI SA | SC ELECTROCENTRALE BUCURESTI SA - Cet Bucuresti Sud | 167471 | Releului , nr. 2B |  | BUCURESTI | 74569 | 994 | 0 | 0 | 1020 | n
RO | 2012 | RO157 | 2012RO157 | 2012-157 | 157 | SC ELCEN Bucuresti CET Sud nr.14 | Bucuresti, str. Releului nr. 2B, sector 3 | Art 4(3) - existing plants | District heating | 116 | No | 0 | 0 | 0 | 2.2 | 0 | 0 | 0.26 | 0 | [7 empty] | 1.(c) | SC ELECTROCENTRALE BUCURESTI SA | SC ELECTROCENTRALE BUCURESTI SA - Cet Bucuresti Sud | 167471 | Releului , nr. 2B |  | BUCURESTI | 74569 | 994 | 0 | 0 | 1020 | n
RO | 2012 | RO158 | 2012RO158 | 2012-158 | 158 | SC ELCEN Bucuresti CET Sud nr.15 | Bucuresti, str. Releului nr. 2B, sector 3 | Art 4(3) - existing plants | District heating | 116 | No | 0 | 0 | 0 | 0 | 0 | 0 | 0 | 0 | [7 empty] | 1.(c) | SC ELECTROCENTRALE BUCURESTI SA | SC ELECTROCENTRALE BUCURESTI SA - Cet Bucuresti Sud | 167471 | Releului , nr. 2B |  | BUCURESTI | 74569 | 994 | 0 | 0 | 1020 | n
RO | 2012 | RO159 | 2012RO159 | 2012-159 | 159 | SC ELCEN Bucuresti CET Sud nr.16 | Bucuresti, str. Releului nr. 2B, sector 3 | Art 4(3) - existing plants | District heating | 116 | No | 0 | 0 | 0 | 0 | 0 | 0 | 0 | 0 | [7 empty] | 1.(c) | SC ELECTROCENTRALE BUCURESTI SA | SC ELECTROCENTRALE BUCURESTI SA - Cet Bucuresti Sud | 167471 | Releului , nr. 2B |  | BUCURESTI | 74569 | 994 | 0 | 0 | 1020 | n
RO | 2012 | RO31 | 2012RO31 | 2012-31 | 31 | SC ECOGEN ENERGY SA nr.1 | Buzau, Aleea Industriilor nr.7, jud. Buzau | Art 4(3) - existing plants | District heating | 116 | No | 0 | 0 | 0 | 0 | 0 | 0 | 0 | 0 | (ex RAM Buzau nr.1, Centrala de termoficare oraseneasca nr.1 )
RO | 2012 | RO32 | 2012RO32 | 2012-32 | 32 | SC ECOGEN ENERGY SA nr.2 | Buzau, Aleea Industriilor nr.7, jud. Buzau | Art 4(3) - existing plants | District heating | 116 | No | 0 | 0 | 0 | 0 | 0 | 0 | 0 | 0 | (ex RAM Buzau nr.2 ,Centrala de termoficare oraseneasca nr.2)
RO | 2012 | RO123 | 2012RO123 | 2012-123 | 123 | Regia Autonoma de Termoficare Cluj-Napoca | Cluj Napoca, str.Plevnei nr.56,jud.Cluj | Art 4(3) - existing plants | District heating | 116.3 | No | 0 | 0 | 0 | 0.013 | 0 | 0.004 | 1.28 | 0.0043 | [7 empty] | 1.(c) | SC COLONIA CLUJ-NAPOCA ENERGIE SRL | CENTRALA TERMICA DE ZONA SOMES NORD | 177468 | Plevnei nr. 68 |  | CLUJ-NAPOCA | 400394 | 0 | 0 | 0 | 0 | m
RO | 2012 | RO118 | 2012RO118 | 2012-118 | 118 | S.C. COMPLEXUL ENERGETIC HUNEDOARA S.A. SE DEVA nr.1 | com Mintia, str. Santierului nr.1, jud. Hunedoara | Art 4(3) - existing plants | CHP | 1056 | No | 0 | 2696.82 | 0 | 356.99 | 0 | 3243.72 | 1194.82 | 602.87 | (ex S.C. ELECTROCENTRALE DEVA S.A. nr.1) | [6 empty] | 1.(c) | SC ELECTROCENTRALE DEVA SA | SC ELECTROCENTRALE DEVA SA | 167410 | Santierului nr. 1 |  | Mintia | 337532 | 8560 | 22400 | 2590 | 2100 | n
RO | 2012 | RO119 | 2012RO119 | 2012-119 | 119 | S.C. COMPLEXUL ENERGETIC HUNEDOARA S.A. SE DEVA nr.2 | com Mintia, str. Santierului nr.1, jud. Hunedoara | Art 4(3) - existing plants | CHP | 1056 | No | 0 | 4326.63 | 0 | 519.925 | 0 | 3558.06 | 1521.84 | 707.02 | ( ex S.C. ELECTROCENTRALE DEVA S.A. nr.2) | [6 empty] | 1.(c) | SC ELECTROCENTRALE DEVA SA | SC ELECTROCENTRALE DEVA SA | 167410 | Santierului nr. 1 |  | Mintia | 337532 | 8560 | 22400 | 2590 | 2100 | n
RO | 2012 | RO120 | 2012RO120 | 2012-120 | 120 | S.C. COMPLEXUL ENERGETIC HUNEDOARA S.A. SE DEVA nr.3 | com Mintia, str. Santierului nr.1, jud. Hunedoara | Art 4(3) - existing plants | CHP | 1056 | No | 0 | 14644.561 | 0 | 1923.08 | 0 | 15574.22 | 5841.35 | 2929.11 | (ex.S.C. ELECTROCENTRALE DEVA S.A. nr.3) | [6 empty] | 1.(c) | SC ELECTROCENTRALE DEVA SA | SC ELECTROCENTRALE DEVA SA | 167410 | Santierului nr. 1 |  | Mintia | 337532 | 8560 | 22400 | 2590 | 2100 | n
RO | 2012 | RO29 | 2012RO29 | 2012-29 | 29 | SC TERMOELECTRICA S.A. Sucursala Electrocentrale Braila nr.1 | com.Chiscani, jud. Braila | Art 4(3) - existing plants | CHP | 1584 | No | 0 | 0 | 274.42 | 663.28 | 0 | 50.22 | 78.45 | 6.59
RO | 2012 | RO30 | 2012RO30 | 2012-30 | 30 | SC TERMOELECTRICA S.A. Sucursala Electrocentrale Braila nr.2 | com.Chiscani, jud. Braila | Art 4(3) - existing plants | CHP | 960 | No | 0 | 0 | 0 | 0 | 0 | 0 | 0 | 0
RO | 2012 | RO80 | 2012RO80 | 2012-80 | 80 | S.C. Complexul Energetic Oltenia S.A S.E Isalnita | com.Isalnita, str.Mihai Viteazu nr.101, jud. Dolj | Art 4(3) - existing plants | ESI | 1892 | No | 0 | 25818.5 | 0 | 2623.63 | 0 | 7149 | 405 | 457 | (ex S.C. Complexul Energetic CRAIOVA S.E. ISALNITA) | [6 empty] | 1.(c) | SOCIETATEA COMPLEXUL ENERGETIC OLTENIA-SA | SOCIETATEA COMPLEXUL ENERGETIC OLTENIA SA- SUCURSALA ELECTROCENTRALE ISALNITA | 167386 | Mihai Viteazu nr.101 |  | ISALNITA | 207340 | 405 | 7150 | 457 | 2520 | n
RO | 2012 | RO10 | 2012RO10 | 2012-10 | 10 | SC CET IASI SA CET II nr.1 | comuna Holboca, sos. Iasi-Ungheni km.13 jud. Iasi | Art 4(3) - existing plants | CHP | 610 | No | 0 | 3819.92 | 50.66 | 0 | 0 | 1486.7 | 598.41 | 21.132 | [7 empty] | 1.(c) | SC DALKIA TERMO IASI SA | SC DALKIA TERMO IASI SA - CET II | 167308 | - |  | HOLBOCA | 707250 | 598 | 1490 | 0 | 287 | n
RO | 2012 | RO37 | 2012RO37 | 2012-37 | 37 | SC ELCEN Bucuresti SE Palas nr.1+4 | Constanta, Bd.Aurel Vlaicu nr.123, jud. Constanta | Art 4(3) - existing plants | CHP | 403 | No | 0 | 0 | 2404.87 | 3.9 | 0 | 0.03 | 30.42 | 0.35 | [7 empty] | 1.(c) | SC ELECTROCENTRALE BUCURESTI SA | SC ELECTROCENTRALE BUCURESTI SA CENTRALA TERMOELECTRICA PALAS | 167335 | Bulevardul Aurel Vlaicu nr. 123 |  | CONSTANTA | 900075 | 184 | 0 | 0 | 351 | n
RO | 2012 | RO38 | 2012RO38 | 2012-38 | 38 | SC ELCEN Bucuresti SE Palas nr.2 | Constanta, Bd.Aurel Vlaicu nr.123, jud. Constanta | Art 4(3) - existing plants | District heating | 116 | No | 0 | 0 | 0 | 145.66 | 0 | 0 | 9.26 | 0 | [7 empty] | 1.(c) | SC ELECTROCENTRALE BUCURESTI SA | SC ELECTROCENTRALE BUCURESTI SA CENTRALA TERMOELECTRICA PALAS | 167335 | Bulevardul Aurel Vlaicu nr. 123 |  | CONSTANTA | 900075 | 184 | 0 | 0 | 351 | n
RO | 2012 | RO39 | 2012RO39 | 2012-39 | 39 | SC ELCEN Bucuresti SE Palas nr.3 | Constanta, Bd.Aurel Vlaicu nr.123, jud. Constanta | Art 4(3) - existing plants | District heating | 116 | No | 0 | 0 | 0 | 100.44 | 0 | 0 | 3.63 | 0 | [7 empty] | 1.(c) | SC ELECTROCENTRALE BUCURESTI SA | SC ELECTROCENTRALE BUCURESTI SA CENTRALA TERMOELECTRICA PALAS | 167335 | Bulevardul Aurel Vlaicu nr. 123 |  | CONSTANTA | 900075 | 184 | 0 | 0 | 351 | n
RO | 2012 | RO40 | 2012RO40 | 2012-40 | 40 | SC ELCEN Bucuresti SE Palas nr.5 | Constanta, Bd.Aurel Vlaicu nr.123, jud. Constanta | Art 4(3) - existing plants | CHP | 433 | No | 0 | 0 | 9.66 | 3585.64 | 0 | 0.639 | 130.85 | 1.223 | [7 empty] | 1.(c) | SC ELECTROCENTRALE BUCURESTI SA | SC ELECTROCENTRALE BUCURESTI SA CENTRALA TERMOELECTRICA PALAS | 167335 | Bulevardul Aurel Vlaicu nr. 123 |  | CONSTANTA | 900075 | 184 | 0 | 0 | 351 | n
RO | 2012 | RO41 | 2012RO41 | 2012-41 | 41 | SC ELCEN Bucuresti SE Palas nr.6 | Constanta, Bd.Aurel Vlaicu nr.123, jud. Constanta | Art 4(3) - existing plants | District heating | 116 | No | 0 | 0 | 0 | 0 | 0 | 0 | 0 | 0 | [7 empty] | 1.(c) | SC ELECTROCENTRALE BUCURESTI SA | SC ELECTROCENTRALE BUCURESTI SA CENTRALA TERMOELECTRICA PALAS | 167335 | Bulevardul Aurel Vlaicu nr. 123 |  | CONSTANTA | 900075 | 184 | 0 | 0 | 351 | n
RO | 2012 | RO42 | 2012RO42 | 2012-42 | 42 | SC ELCEN Bucuresti SE Palas nr.7 | Constanta, Bd.Aurel Vlaicu nr.123, jud. Constanta | Art 4(3) - existing plants | District heating | 116 | No | 0 | 0 | 0 | 266.46 | 0 | 0 | 9.79 | 0 | [7 empty] | 1.(c) | SC ELECTROCENTRALE BUCURESTI SA | SC ELECTROCENTRALE BUCURESTI SA CENTRALA TERMOELECTRICA PALAS | 167335 | Bulevardul Aurel Vlaicu nr. 123 |  | CONSTANTA | 900075 | 184 | 0 | 0 | 351 | n
RO | 2012 | RO43 | 2012RO43 | 2012-43 | 43 | SC ELCEN Bucuresti SE Palas nr.8 | Constanta, Bd.Aurel Vlaicu nr.123, jud. Constanta | Art 4(3) - existing plants | District heating | 73 | No | 0 | 0 | 0 | 0 | 0 | 0 | 0 | 0 | [7 empty] | 1.(c) | SC ELECTROCENTRALE BUCURESTI SA | SC ELECTROCENTRALE BUCURESTI SA CENTRALA TERMOELECTRICA PALAS | 167335 | Bulevardul Aurel Vlaicu nr. 123 |  | CONSTANTA | 900075 | 184 | 0 | 0 | 351 | n
RO | 2012 | RO81 | 2012RO81 | 2012-81 | 81 | S.C. Complexul Energetic Oltenia S.A - S.E Craiova nr.1 | Craiova, str. Bariera Vilcii, nr. 195, jud. Dolj | Art 4(3) - existing plants | CHP | 946 | No | 0 | 16635.67 | 5.45 | 849.13 | 0 | 18178.8 | 1998.6 | 296.6 | ( ex S.C. Complexul Energetic Craiova - S.E. Craiova nr. 1) | [6 empty] | 1.(c) | SOCIETATEA COMPLEXUL ENERGETIC OLTENIA SA | SOCIETATEA COMPLEXUL ENERGETIC OLTENIA SA - Sucursala Electrocentrale Craiova II | 167387 | Bariera Valcii, nr. 195 |  | Craiova | 200716 | 2090 | 18700 | 327 | 1620 | n
RO | 2012 | RO82 | 2012RO82 | 2012-82 | 82 | S.C. Complexul Energetic Oltenia S.A - S.E Craiova nr. 2 | Craiova, str. Bariera Vilcii, nr. 195, jud. Dolj | Art 4(3) - existing plants | District heating | 376 | No | 0 | 450.37 | 121.25 | 0 | 0 | 543.14 | 91 | 31 | ( ex S.C. Complexul Energetic Craiova - S.E. Craiova nr. 2) | [6 empty] | 1.(c) | SOCIETATEA COMPLEXUL ENERGETIC OLTENIA SA | SOCIETATEA COMPLEXUL ENERGETIC OLTENIA SA - Sucursala Electrocentrale Craiova II | 167387 | Bariera Valcii, nr. 195 |  | Craiova | 200716 | 2090 | 18700 | 327 | 1620 | n
RO | 2012 | RO83 | 2012RO83 | 2012-83 | 83 | S.C. Complexul Energetic Oltenia S.A - S.E Craiova nr.3 | Craiova, str. Bariera Vilcii, nr. 195, jud. Dolj | Art 4(3) - existing plants | District heating | 116 | No | 0 | 0 | 0 | 0 | 0 | 0 | 0 | 0 | (ex S.C. Complexul Energetic Craiova - S.E. Craiova nr. 3) | [6 empty] | 1.(c) | SOCIETATEA COMPLEXUL ENERGETIC OLTENIA SA | SOCIETATEA COMPLEXUL ENERGETIC OLTENIA SA - Sucursala Electrocentrale Craiova II | 167387 | Bariera Valcii, nr. 195 |  | Craiova | 200716 | 2090 | 18700 | 327 | 1620 | n
RO | 2012 | RO84 | 2012RO84 | 2012-84 | 84 | S.C. Complexul Energetic Oltenia S.A - S.E Craiova nr.4 | Craiova, str. Bariera Vilcii, nr. 195, jud. Dolj | Art 4(3) - existing plants | District heating | 116 | No | 0 | 0 | 0 | 0 | 0 | 0 | 0 | 0 | (ex S.C. Complexul Energetic Craiova - S.E. Craiova nr. 4) | [6 empty] | 1.(c) | SOCIETATEA COMPLEXUL ENERGETIC OLTENIA SA | SOCIETATEA COMPLEXUL ENERGETIC OLTENIA SA - Sucursala Electrocentrale Craiova II | 167387 | Bariera Valcii, nr. 195 |  | Craiova | 200716 | 2090 | 18700 | 327 | 1620 | n
RO | 2012 | RO60 | 2012RO60 | 2012-60 | 60 | S.C. Termoelectrica S.A.S.E. Doicesti nr.1 | Doicesti, str. Aleea Sinaia, nr.18, jud. Dambovita | Art 4(3) - existing plants | ESI | 470 | No | 0 | 0 | 0 | 0 | 0 | 0 | 0 | 0 | [7 empty] | 1.(c) | SC TERMOELECTRICA SA | SC TERMOELECTRICA SA | 167353 | Aleea Sinaia nr.18 |  | Doicesti | 137195 | 0 | 0 | 0 | 0 | n
RO | 2012 | RO61 | 2012RO61 | 2012-61 | 61 | S.C. Termoelectrica S.A.S.E. Doicesti nr.2 | Doicesti, str. Aleea Sinaia, nr.18, jud. Dambovita | Art 4(3) - existing plants | ESI | 470 | No | 0 | 0 | 0 | 0 | 0 | 0 | 0 | 0 | [7 empty] | 1.(c) | SC TERMOELECTRICA SA | SC TERMOELECTRICA SA | 167353 | Aleea Sinaia nr.18 |  | Doicesti | 137195 | 0 | 0 | 0 | 0 | n
RO | 2012 | RO70 | 2012RO70 | 2012-70 | 70 | Centrala Termica a SC MICHELIN ROMANIA SA | Floresti, str.Uzinei, nr.1, jud. Prahova | Art 4(3) - existing plants | Other (non refineries) | 88.8 | No | 0 | 0 | 0 | 235.48 | 0 | 0.07 | 20.95 | 0.213 | (ex SC Victoria SA)
RO | 2012 | RO46 | 2012RO46 | 2012-46 | 46 | SC ENET SA Nr.1 Focsani | Focsani, Bd. Bucuresti, nr. 4, jud. Vrancea | Art 4(3) - existing plants | CHP | 55.5 | No | 0 | 0 | 0 | 0 | 0 | 0 | 0 | 0
RO | 2012 | RO47 | 2012RO47 | 2012-47 | 47 | SC ENET SA Nr.2 Focsani | Focsani, Bd. Bucuresti, nr. 4, jud. Vrancea | Art 4(3) - existing plants | District heating | 58 | No | 0 | 0 | 0 | 0 | 0 | 0 | 0 | 0
RO | 2012 | RO48 | 2012RO48 | 2012-48 | 48 | SC ENET SA Nr.3 Focsani | Focsani, Bd. Bucuresti, nr. 4, jud. Vrancea | Art 4(3) - existing plants | District heating | 116.3 | No | 0 | 0 | 0 | 0 | 0 | 0 | 0 | 0
RO | 2012 | RO49 | 2012RO49 | 2012-49 | 49 | SC ENET SA Nr.4 Focsani | Focsani, Bd. Bucuresti, nr. 4, jud. Vrancea | Art 4(3) - existing plants | District heating | 116.3 | No | 0 | 0 | 0 | 0 | 0 | 0 | 0 | 0
RO | 2012 | RO20 | 2012RO20 | 2012-20 | 20 | S.C. Electrocentrale Galati nr.1 | Galati, sos.Smardan nr.3, jud. Galati | Art 4(3) - existing plants | CHP | 293 | No | 0 | 0 | 0 | 0 | 0 | 0 | 0 | 0
RO | 2012 | RO21 | 2012RO21 | 2012-21 | 21 | S.C. Electrocentrale Galati nr.2 | Galati, sos.Smardan nr.3, jud. Galati | Art 4(3) - existing plants | CHP | 586 | No | 0 | 0 | 0 | 4167.19 | 0 | 0 | 261.552 | 2.79
RO | 2012 | RO22 | 2012RO22 | 2012-22 | 22 | S.C. Electrocentrale Galati nr.3 | Galati, sos.Smardan nr.3, jud. Galati | Art 4(3) - existing plants | CHP | 879 | No | 0 | 0 | 170.2 | 4682.86 | 0 | 36.228 | 97.037 | 4.428
RO | 2012 | RO63 | 2012RO63 | 2012-63 | 63 | S.C. Uzina Termoelectrica Giurgiu S.A. nr.1 | Giurgiu, Sos. Sloboziei nr. 194, jud. Giurgiu | Art 4(3) - existing plants | CHP | 285 | No | 0 | 0 | 0 | 0 | 0 | 0 | 0 | 0
RO | 2012 | RO64 | 2012RO64 | 2012-64 | 64 | S.C. Uzina Termoelectrica Giurgiu S.A. nr.2 | Giurgiu, Sos. Sloboziei nr. 194, jud. Giurgiu | Art 4(3) - existing plants | District heating | 144 | No | 0 | 0 | 0 | 277.16 | 0 | 0.083 | 14.8 | 0.249
RO | 2012 | RO7 | 2012RO7 | 2012-7 | 7 | S.C. CET IASI S.A. CET I nr.1 | Iasi, Calea Chisinaului nr.25, jud. Iasi | Art 4(3) - existing plants | CHP | 282 | No | 0 | 0 | 0 | 296.92 | 0 | 0 | 41.6 | 0
RO | 2012 | RO8 | 2012RO8 | 2012-8 | 8 | S.C. CET IASI S.A. CET I nr.2 | Iasi, Calea Chisinaului nr.25, jud. Iasi | Art 4(3) - existing plants | CHP | 566 | No | 0 | 0 | 0 | 0 | 0 | 0 | 0 | 0
RO | 2012 | RO9 | 2012RO9 | 2012-9 | 9 | S.C. CET IASI S.A. CET I nr.3 | Iasi, Calea Chisinaului nr.25, jud. Iasi | Art 4(3) - existing plants | CHP | 464 | No | 0 | 0 | 0 | 408.335 | 0 | 0 | 46.48 | 0
RO | 2012 | RO132 | 2012RO132 | 2012-132 | 132 | SNGN Romgaz SA - SPEE Iernut nr.1 | Iernut, str.Energeticii, nr. 1, jud. Mures | Art 4(3) - existing plants | ESI | 277 | No | 0 | 0 | 0 | 286.94 | 0 | 0 | 29.542 | 0 | ( ex S.C ELCEN Bucuresti S.E Mures nr. 1 ) | [6 empty] | 1.(c) | SC ELECTROCENTRALE BUCURESTI SA | SNGN ROMGAZ SA MEDIAS - Sucursala de Productie Energie Electrica Iernut | 167460 | Energeticii, nr. 1 |  | Iernut | 545100 | 351 | 0 | 0 | 256 | n
RO | 2012 | RO133 | 2012RO133 | 2012-133 | 133 | SNGN Romgaz SA - SPEE Iernut nr.2 | Iernut, str.Energeticii, nr. 1, jud. Mures | Art 4(3) - existing plants | ESI | 277 | No | 0 | 0 | 0 | 0 | 0 | 0 | 0 | 0 | (ex S.C ELCEN Bucuresti S.E Mures nr. 2) | [6 empty] | 1.(c) | SC ELECTROCENTRALE BUCURESTI SA | SNGN ROMGAZ SA MEDIAS - Sucursala de Productie Energie Electrica Iernut | 167460 | Energeticii, nr. 1 |  | Iernut | 545100 | 351 | 0 | 0 | 256 | n
RO | 2012 | RO134 | 2012RO134 | 2012-134 | 134 | SNGN Romgaz SA - SPEE Iernut nr.3 | Iernut, str.Energeticii, nr. 1, jud. Mures | Art 4(3) - existing plants | ESI | 277 | No | 0 | 0 | 0 | 899.49 | 0 | 0 | 97.26 | 0 | (ex S.C ELCEN Bucuresti S.E Mures nr. 3) | [6 empty] | 1.(c) | SC ELECTROCENTRALE BUCURESTI SA | SNGN ROMGAZ SA MEDIAS - Sucursala de Productie Energie Electrica Iernut | 167460 | Energeticii, nr. 1 |  | Iernut | 545100 | 351 | 0 | 0 | 256 | n
RO | 2012 | RO135 | 2012RO135 | 2012-135 | 135 | SNGN Romgaz SA - SPEE Iernut nr.4 | Iernut, str.Energeticii, nr. 1, jud. Mures | Art 4(3) - existing plants | ESI | 277 | No | 0 | 0 | 0 | 1386.75 | 0 | 0 | 144.833 | 0 | ( ex S.C ELCEN Bucuresti S.E Mures nr. 4 ) | [6 empty] | 1.(c) | SC ELECTROCENTRALE BUCURESTI SA | SNGN ROMGAZ SA MEDIAS - Sucursala de Productie Energie Electrica Iernut | 167460 | Energeticii, nr. 1 |  | Iernut | 545100 | 351 | 0 | 0 | 256 | n
RO | 2012 | RO136 | 2012RO136 | 2012-136 | 136 | SNGN Romgaz SA - SPEE Iernut nr.5 | Iernut, str.Energeticii, nr. 1, jud. Mures | Art 4(3) - existing plants | ESI | 1108 | No | 0 | 0 | 0 | 2331.76 | 0 | 0 | 78.61 | 0 | ( ex S.C ELCEN Bucuresti S.E Mures nr. 5 ) | [6 empty] | 1.(c) | SC ELECTROCENTRALE BUCURESTI SA | SNGN ROMGAZ SA MEDIAS - Sucursala de Productie Energie Electrica Iernut | 167460 | Energeticii, nr. 1 |  | Iernut | 545100 | 351 | 0 | 0 | 256 | n
RO | 2012 | RO33 | 2012RO33 | 2012-33 | 33 | S.C.Uzina Termoelectrica Midia S.A nr.1 | Navodari , DJ226 , km 23, jud. Constanta | Art 4(3) - existing plants | CHP | 570 | No | 0 | 0 | 0 | 0 | 0 | 0 | 0 | 0 | [7 empty] | 1.(c) | SC UZINA TERMOELECTRICA SA MIDIA | SC UZINA TERMOELECTRICA MIDIA S.A. | 167334 | B-dul Navodari nr. 9A |  | Năvodari | 905700 | 120 | 0 | 0 | 139 | n
RO | 2012 | RO34 | 2012RO34 | 2012-34 | 34 | S.C.Uzina Termoelectrica Midia S.A nr.2 | Navodari , DJ226 , km 23, jud. Constanta | Art 4(3) - existing plants | District heating | 73 | No | 0 | 0 | 251.08 | 0 | 349.56 | 10.36 | 27.17 | 3.4 | [7 empty] | 1.(c) | SC UZINA TERMOELECTRICA SA MIDIA | SC UZINA TERMOELECTRICA MIDIA S.A. | 167334 | B-dul Navodari nr. 9A |  | Năvodari | 905700 | 120 | 0 | 0 | 139 | n
RO | 2012 | RO35 | 2012RO35 | 2012-35 | 35 | S.C.Uzina Termoelectrica Midia S.A nr.3 | Navodari , DJ226 , km 23, jud. Constanta | Art 4(3) - existing plants | District heating | 73 | No | 0 | 0 | 0 | 0 | 0 | 0 | 0 | 0 | [7 empty] | 1.(c) | SC UZINA TERMOELECTRICA SA MIDIA | SC UZINA TERMOELECTRICA MIDIA S.A. | 167334 | B-dul Navodari nr. 9A |  | Năvodari | 905700 | 120 | 0 | 0 | 139 | n
RO | 2012 | RO36 | 2012RO36 | 2012-36 | 36 | S.C.Uzina Termoelectrica Midia S.A nr.4 | Navodari , DJ226 , km 23, jud. Constanta | Art 4(3) - existing plants | District heating | 73 | No | 0 | 0 | 260.3 | 0 | 388.51 | 18.22 | 25.74 | 1.42 | [7 empty] | 1.(c) | SC UZINA TERMOELECTRICA SA MIDIA | SC UZINA TERMOELECTRICA MIDIA S.A. | 167334 | B-dul Navodari nr. 9A |  | Năvodari | 905700 | 120 | 0 | 0 | 139 | n
RO | 2012 | RO5 | 2012RO5 | 2012-5 | 5 | S.C. TERMOELECTRICA S.A. Sucursala Electrocentrale Borzesti | Onesti, str. Fantanele nr.16, jud. Bacau | Art 4(3) - existing plants | ESI | 1000 | No | 0 | 0 | 0 | 0 | 0 | 0 | 0 | 0
RO | 2012 | RO6 | 2012RO6 | 2012-6 | 6 | S.C. TERMON S.R.L. ONESTI | Onesti, str. Fantanele nr.16, jud. Bacau | Art 4(3) - existing plants | CHP | 1140 | No | 0 | 0 | 0 | 0 | 0 | 0 | 0 | 0
RO | 2012 | RO124 | 2012RO124 | 2012-124 | 124 | S.C. ELECTROCENTRALE ORADEA S.A nr. 1 | Oradea, sos Borsului nr.23,jud.Bihor | Art 4(3) - existing plants | CHP | 523 | No | 0 | 0 | 0 | 219.11 | 0 | 0 | 17.22 | 0 | [7 empty] | 1.(c) | SC ELECTROCENTRALE ORADEA SA | SC ELECTROCENTRALE ORADEA SA | 167427 | Sos. Borsului nr. 23 |  | Oradea | 410605 | 1070 | 15400 | 2130 | 987 | n
RO | 2012 | RO125 | 2012RO125 | 2012-125 | 125 | S.C. ELECTROCENTRALE ORADEA S.A nr. 2 | Oradea, sos Borsului nr.23,jud.Bihor | Art 4(3) - existing plants | CHP | 869 | No | 0 | 9127.03 | 662.15 | 0 | 0 | 15378.14 | 1051.36 | 2129.84 | [7 empty] | 1.(c) | SC ELECTROCENTRALE ORADEA SA | SC ELECTROCENTRALE ORADEA SA | 167427 | Sos. Borsului nr. 23 |  | Oradea | 410605 | 1070 | 15400 | 2130 | 987 | n
RO | 2012 | RO126 | 2012RO126 | 2012-126 | 126 | SC ZAHARUL SA Oradea | Oradea, sos Borsului nr.23,jud.Bihor | Art 4(2) - new-new plants | Other (non refineries) | 58 | No | 0 | 466.48 | 0 | 0 | 0 | 95.62 | 77.99 | 0.16 | [7 empty] | 8.(b).(ii) | Pfeifer & Langen Germania | SC ZAHARUL SA, Oradea | 99703 | Sos. Borsului, km3 |  | ORADEA | 410605 | 0 | 0 | 0 | 0 | n
RO | 2012 | RO55 | 2012RO55 | 2012-55 | 55 | S.C. TERMO CALOR CONFORT S.A. nr.6 | Pitesti, Bd. Petrochimistilor, km 8, jud. Arges | Art 4(3) - existing plants | CHP | 272.8 | No | 0 | 0 | 0 | 0 | 0 | 0 | 0 | 0 | (ex SC TERMOFICARE 2000 S.A. nr.6)
RO | 2012 | RO56 | 2012RO56 | 2012-56 | 56 | S.C. TERMO CALOR CONFORT S.A. nr.7 | Pitesti, Bd. Petrochimistilor, km 8, jud. Arges | Art 4(3) - existing plants | CHP | 425 | No | 0 | 0 | 0 | 0 | 0 | 0 | 0 | 0 | (ex SC TERMOFICARE 2000 S.A. nr.7)
RO | 2012 | RO57 | 2012RO57 | 2012-57 | 57 | OLTCHIM SA Divizia Petrochimica Bradu | Pitesti, B-dul Petrochimistilor, nr.127, jud. Arges | Art 4(3) - existing plants | Other (non refineries) | 200 | No | 0 | 0 | 0 | 0 | 0 | 0 | 0 | 0 | (ex .OMV PETROM S.A.nr.1 Combinatul Petrochimic ARPECHIM Pitesti)
RO | 2012 | RO58 | 2012RO58 | 2012-58 | 58 | OMV PETROM S.A.nr.2 | Pitesti, B-dul Petrochimistilor, nr.127, jud. Arges | Art 4(3) - existing plants | Refineries | 81 | No | 0 | 0 | 0 | 0 | 0 | 0 | 0 | 0 | ( ex. Combinatul Petrochimic ARPECHIM Pitesti nr.2) | [6 empty] | 1.(a) | SC OMV PETROM SA | SC OMV PETROM SA-rafinaria ARPECHIM Bradu | 167345 | B-dul Petrochimistilor, nr. 1 |  | Bradu, Pitesti | 110490 | 0 | 0 | 0 | 0 | n
RO | 2012 | RO59 | 2012RO59 | 2012-59 | 59 | OMV PETROM S.A.nr.3 | Pitesti, B-dul Petrochimistilor, nr.127, jud. Arges | Art 4(3) - existing plants | Refineries | 324 | No | 0 | 0 | 0 | 477.39 | 0 | 0.267 | 1.369 | 0.055 | (ex Combinatul Petrochimic ARPECHIM Pitesti nr.3) | [6 empty] | 1.(a) | SC OMV PETROM SA | SC OMV PETROM SA-rafinaria ARPECHIM Bradu | 167345 | B-dul Petrochimistilor, nr. 1 |  | Bradu, Pitesti | 110490 | 0 | 0 | 0 | 0 | n
RO | 2012 | RO50 | 2012RO50 | 2012-50 | 50 | S.C. TERMO CALOR CONFORT S.A. nr.1 | Pitesti, Str. Gavenii nr. 20, jud. Arges | Art 4(3) - existing plants | District heating | 116 | No | 0 | 0 | 0 | 0 | 0 | 0 | 0 | 0 | (ex SC TERMOFICARE 2000 S.A. nr.1)
RO | 2012 | RO51 | 2012RO51 | 2012-51 | 51 | S.C. TERMO CALOR CONFORT S.A. nr.2 | Pitesti, Str. Gavenii nr. 20, jud. Arges | Art 4(3) - existing plants | District heating | 116 | No | 0 | 0 | 0 | 0 | 0 | 0 | 0 | 0 | (ex SC TERMOFICARE 2000 S.A. nr.2)
RO | 2012 | RO52 | 2012RO52 | 2012-52 | 52 | S.C. TERMO CALOR CONFORT S.A. nr.3 | Pitesti, Str. Gavenii nr. 20, jud. Arges | Art 4(3) - existing plants | District heating | 116 | No | 0 | 0 | 0 | 624.18 | 0 | 0 | 46.92 | 0 | (ex SC TERMOFICARE 2000 S.A. nr.3)
RO | 2012 | RO53 | 2012RO53 | 2012-53 | 53 | S.C. TERMO CALOR CONFORT S.A. nr.4 | Pitesti, Str. Gavenii nr. 20, jud. Arges | Art 4(3) - existing plants | District heating | 116 | No | 0 | 0 | 0 | 271.65 | 0 | 0 | 20 | 0 | (ex SC TERMOFICARE 2000 S.A. nr.4)
RO | 2012 | RO54 | 2012RO54 | 2012-54 | 54 | S.C. TERMO CALOR CONFORT S.A. nr.5 | Pitesti, Str. Gavenii nr. 20, jud. Arges | Art 4(3) - existing plants | District heating | 58 | No | 0 | 0 | 0 | 0 | 0 | 0 | 0 | 0 | (ex SC TERMOFICARE 2000 S.A. nr.5)
RO | 2012 | RO71 | 2012RO71 | 2012-71 | 71 | SC Rafinaria ASTRA ROMANA -Centrala termica | Ploiesti, b-dul Petrolului nr.59, jud. Prahova | Art 4(2) - new-new plants | Refineries | 56 | No | 0 | 0 | 0 | 0 | 0 | 0 | 0 | 0 | [7 empty] | 1.(a) | SC RAFINARIA ASTRA ROMANA SA | SC RAFINARIA ASTRA ROMANA SA | 82885 | B-dul Petrolului nr.59 |  | Ploiesti | 100521 | 0 | 0 | 0 | 0 | n
RO | 2012 | RO72 | 2012RO72 | 2012-72 | 72 | SC LUKOIL ENERGY & GAS SRL nr.2 | Ploiesti, str.Mihai Bravu, nr.235, jud. Prahova | Art 4(3) - existing plants | Refineries | 319.5 | No | 0 | 3819 | 21.52 | 0 | 1758.35 | 325.336 | 474.349 | 40.626 | (ex S.C. PETROTEL - LUKOIL S.A. nr. 2 CET 2) | [6 empty] | 1.(c) | S.C. PETROTEL LUKOIL S.A. | S.C. LUKOIL ENERGY&GAS ROMANIA S.R.L. | 159568 | MIHAI BRAVU nr. 235 |  | PLOIESTI | 100410 | 474 | 325 | 0 | 511 | n
RO | 2012 | RO73 | 2012RO73 | 2012-73 | 73 | SC LUKOIL ENERGY & GAS SRL nr.3 | Ploiesti, str.Mihai Bravu, nr.235, jud. Prahova | Art 4(3) - existing plants | Refineries | 170 | No | 0 | 0 | 52.86 | 0 | 63.95 | 41.73 | 14.43 | 2.17 | (ex S.C. PETROTEL - LUKOIL S.A. nr. 3 CT) | [6 empty] | 1.(c) | S.C. PETROTEL LUKOIL S.A. | S.C. LUKOIL ENERGY&GAS ROMANIA S.R.L. | 159568 | MIHAI BRAVU nr. 235 |  | PLOIESTI | 100410 | 474 | 325 | 0 | 511 | n
RO | 2012 | RO74 | 2012RO74 | 2012-74 | 74 | SC ROMPETROL RAFINARE SA RAFINARIA VEGA PLOIESTI | Ploiesti, str.Valeni nr. 146, jud. Prahova | Art 4(3) - existing plants | Refineries | 74.25 | No | 0 | 0 | 0 | 685.25 | 0 | 0.56 | 52.878 | 0.068
RO | 2012 | RO116 | 2012RO116 | 2012-116 | 116 | C.E.T. ENERGOTERM S.A. RESITA nr.3 | Resita, bd.Revolutia din Decembrie nr.1, jud. Caras Severin | Art 4(3) - existing plants | District heating | 116 | No | 0 | 0 | 0 | 0 | 0 | 0 | 0 | 0
RO | 2012 | RO117 | 2012RO117 | 2012-117 | 117 | C.E.T. ENERGOTERM S.A. RESITA nr.4 | Resita, bd.Revolutia din Decembrie nr.1, jud. Caras Severin | Art 4(3) - existing plants | District heating | 58 | No | 0 | 0 | 0 | 0 | 0 | 0 | 0 | 0
RO | 2012 | RO114 | 2012RO114 | 2012-114 | 114 | C.E.T. ENERGOTERM S.A. RESITA nr.1 | Resita, bd.Revolutia din Decembrie nr.1jud. Caras Severin | Art 4(3) - existing plants | CHP | 92 | No | 0 | 0 | 0 | 0 | 0 | 0 | 0 | 0
RO | 2012 | RO115 | 2012RO115 | 2012-115 | 115 | C.E.T. ENERGOTERM S.A. RESITA nr.2 | Resita, bd.Revolutia din Decembrie nr.1jud. Caras Severin | Art 4(3) - existing plants | District heating | 58 | No | 0 | 0 | 0 | 0 | 0 | 0 | 0 | 0
RO | 2012 | RO94 | 2012RO94 | 2012-94 | 94 | S.C. C.E.T. GOVORA S.A. nr.1 | Rm.Valcea, Str.Industriilor nr.1, jud. Valcea | Art 4(3) - existing plants | CHP | 586 | No | 0 | 0 | 0 | 15.96 | 0 | 0 | 1 | 0.005 | [7 empty] | 1.(c) | SC CET GOVORA SA | SC CET GOVORA SA | 167399 | Industriilor 1 |  | RAMNICU VALCEA | 240050 | 3100 | 14800 | 1630 | 1130 | n
RO | 2012 | RO95 | 2012RO95 | 2012-95 | 95 | S.C. C.E.T. GOVORA S.A. nr.2 | Rm.Valcea, Str.Industriilor nr.1, jud. Valcea | Art 4(3) - existing plants | CHP | 586 | No | 22.21 | 9186.77 | 1.93 | 454.99 | 0 | 9236 | 1912 | 1503 | [7 empty] | 1.(c) | SC CET GOVORA SA | SC CET GOVORA SA | 167399 | Industriilor 1 |  | RAMNICU VALCEA | 240050 | 3100 | 14800 | 1630 | 1130 | n
RO | 2012 | RO96 | 2012RO96 | 2012-96 | 96 | S.C. C.E.T. GOVORA S.A. nr.3 | Rm.Valcea, Str.Industriilor nr.1, jud. Valcea | Art 4(3) - existing plants | CHP | 293 | No | 25.76 | 5719.99 | 0.96 | 281 | 0 | 5609 | 1184 | 125 | [7 empty] | 1.(c) | SC CET GOVORA SA | SC CET GOVORA SA | 167399 | Industriilor 1 |  | RAMNICU VALCEA | 240050 | 3100 | 14800 | 1630 | 1130 | n
RO | 2012 | RO14 | 2012RO14 | 2012-14 | 14 | S.C. AGRANA ROMANIA S.A. Buzau Sucursala Roman | Roman, str.Energiei nr.6, jud. Neamt | Art 4(3) - existing plants | Other (non refineries) | 135 | No | 0 | 0 | 0 | 570.03 | 0 | 0.233 | 57.003 | 0.069 | [7 empty] | 8.(b).(ii) | SC AGRANA ROMANIA SA | SC AGRANA ROMANIA SA | 167319 | Energiei, nr. 6 |  | ROMAN | 611047 | 0 | 0 | 0 | 0 | n
RO | 2012 | RO85 | 2012RO85 | 2012-85 | 85 | S.C. Complexul Energetic Oltenia S.A S.E Rovinari nr. 1 | Rovinari, str.Energeticianului, nr.25, jud. Gorj | Art 4(3) - existing plants | ESI | 1756 | No | 0 | 28024.66 | 21.03 | 205.54 | 0 | 9864.945 | 5457.813 | 293.051 | (ex S.C. COMPLEXUL ENERGETIC ROVINARI S.A. nr.1) | [6 empty] | 1.(c) | SC COMPLEXUL ENERGETIC OLTENIA SA | SUCURSALA ELECTROCENTRALE ROVINARI | 167390 | Energeticianului nr. 25 |  | Rovinari | 215400 | 11900 | 26300 | 1280 | 5800 | n
RO | 2012 | RO86 | 2012RO86 | 2012-86 | 86 | S.C. Complexul Energetic Oltenia S.A S.E Rovinari nr. 2 | Rovinari, str.Energeticianului, nr.25, jud. Gorj | Art 4(3) - existing plants | ESI | 1756 | No | 0 | 33287.4 | 26.79 | 275.56 | 0 | 16425.62 | 6490.06 | 983.433 | (ex S.C. COMPLEXUL ENERGETIC ROVINARI S.A. nr. 2) | [6 empty] | 1.(c) | SC COMPLEXUL ENERGETIC OLTENIA SA | SUCURSALA ELECTROCENTRALE ROVINARI | 167390 | Energeticianului nr. 25 |  | Rovinari | 215400 | 11900 | 26300 | 1280 | 5800 | n
RO | 2012 | RO91 | 2012RO91 | 2012-91 | 91 | RAAN - Suc. ROMAG TERMO, nr.1 | Sat Halanga, com. Izvorul Barzii jud. Mehedinti | Art 4(3) - existing plants | CHP | 990 | No | 0 | 714.15 | 37.64 | 0 | 0 | 699 | 56 | 17 | [7 empty] | 1.(c) | REGIA AUTONOMA PENTRU ACTIVITATI NUCLEARE | REGIA AUTONOMA PENTRU ACTIVITATI NUCLEARE - Sucursala Romag Termo | 167394 | Calea Tg.Jiului, km5 |  | DROBETA TURNU SEVERIN | 227297 | 1960 | 40500 | 520 | 1850 | l
RO | 2012 | RO92 | 2012RO92 | 2012-92 | 92 | RAAN - Suc. ROMAG TERMO, nr.2 | Sat Halanga, com. Izvorul Barzii jud. Mehedinti | Art 4(3) - existing plants | CHP | 990 | No | 226.41 | 25705.65 | 1061.58 | 0 | 0 | 39818 | 1905 | 503 | [7 empty] | 1.(c) | REGIA AUTONOMA PENTRU ACTIVITATI NUCLEARE | REGIA AUTONOMA PENTRU ACTIVITATI NUCLEARE - Sucursala Romag Termo | 167394 | Calea Tg.Jiului, km5 |  | DROBETA TURNU SEVERIN | 227297 | 1960 | 40500 |  |  | l
RO | 2012 | RO93 | 2012RO93 | 2012-93 | 93 | RAAN - Suc. ROMAG TERMO, nr.3 | Sat Halanga, com. Izvorul Barzii jud. Mehedinti | Art 4(3) - existing plants | CHP | 330 | No | 0 | 0 | 0 | 0 | 0 | 0 | 0 | 0 | [7 empty] | 1.(c) | REGIA AUTONOMA PENTRU ACTIVITATI NUCLEARE | REGIA AUTONOMA PENTRU ACTIVITATI NUCLEARE - Sucursala Romag Termo | 167394 | Calea Tg.Jiului, km5 |  | DROBETA TURNU SEVERIN | 227297 | 1960 | 40500 |  |  | l
RO | 2012 | RO75 | 2012RO75 | 2012-75 | 75 | S.C.OMV Petrom S.A. CCCC Brazi nr.1 | sat Negoesti, com. Brazi, str. Piatra Craiului nr.26, jud. Prahova | Art 4(2) - new-new plants | ESI | 735 | Yes | 0 | 0 | 0 | 5456.27 | 0 | 1.539 | 133.18 | 4.973 | [7 empty] | 1.(c) | SC OMV PETROM SA | CENTRALA DE COGENERARE CU CICLU COMBINAT BRAZI | 193180 | Piatra Craiului nr. 26 |  | sat Negoieşti, Comuna Brazi | 107086 | 221 | 0 | 0 | 502 | n
RO | 2012 | RO76 | 2012RO76 | 2012-76 | 76 | S.C.OMV Petrom S.A. CCCC Brazi nr.2 | sat Negoesti, com. Brazi, str. Piatra Craiului nr.26, jud. Prahova | Art 4(2) - new-new plants | ESI | 735 | Yes | 0 | 0 | 0 | 3508.021 | 0 | 0.98 | 84.22 | 3.166 | [7 empty] | 1.(c) | SC OMV PETROM SA | CENTRALA DE COGENERARE CU CICLU COMBINAT BRAZI | 193180 | Piatra Craiului nr. 26 |  | sat Negoieşti, Comuna Brazi | 107086 | 221 | 0 | 0 | 502 | n
RO | 2012 | RO128 | 2012RO128 | 2012-128 | 128 | SC Uzina Electrica Zalau S.A nr.1 | Str. Valea Mitei nr.2 Zalau, Jud Salaj | Art 4(3) - existing plants | CHP | 341.6 | No | 0 | 0 | 0 | 0 | 0 | 0 | 0 | 0
RO | 2012 | RO129 | 2012RO129 | 2012-129 | 129 | SC Uzina Electrica Zalau S.A nr.3 | Str. Valea Mitei nr.2 Zalau, Jud Salaj | Art 4(3) - existing plants | District heating | 72.3 | No | 0 | 0 | 0 | 143.93 | 0 | 0.04 | 12.81 | 0
RO | 2012 | RO16 | 2012RO16 | 2012-16 | 16 | S.C.TERMICA S.A SUCEAVA nr.2 | Suceava, Calea Unirii, jud. Suceava | Art 4(3) - existing plants | District heating | 58 | No | 0 | 0 | 0 | 129.93 | 0 | 0.039 | 11.564 | 0.117 | [7 empty] | 1.(c) | CONSILIUL LOCAL SUCEAVA | SC TERMICA SA SUCEAVA | 167321 | Str. Energeticianului nr. 1 |  | Suceava | 720166 | 624 | 1250 | 0 | 299 | n
RO | 2012 | RO17 | 2012RO17 | 2012-17 | 17 | S.C.TERMICA S.A SUCEAVA nr.3 | Suceava, Calea Unirii, jud. Suceava | Art 4(3) - existing plants | District heating | 116 | No | 0 | 0 | 0 | 0 | 0 | 0 | 0 | 0 | [7 empty] | 1.(c) | CONSILIUL LOCAL SUCEAVA | SC TERMICA SA SUCEAVA | 167321 | Str. Energeticianului nr. 1 |  | Suceava | 720166 | 624 | 1250 | 0 | 299 | n
RO | 2012 | RO18 | 2012RO18 | 2012-18 | 18 | S.C.TERMICA S.A SUCEAVA nr.4 | Suceava, Calea Unirii, jud. Suceava | Art 4(3) - existing plants | District heating | 144 | No | 0 | 0 | 0 | 12.76 | 0 | 0.004 | 1.14 | 0.011 | [7 empty] | 1.(c) | CONSILIUL LOCAL SUCEAVA | SC TERMICA SA SUCEAVA | 167321 | Str. Energeticianului nr. 1 |  | Suceava | 720166 | 624 | 1250 | 0 | 299 | n
RO | 2012 | RO15 | 2012RO15 | 2012-15 | 15 | S.C.TERMICA S.A SUCEAVA nr.1 | Suceava, str.Energeticianului nr.1, jud. Suceava | Art 4(3) - existing plants | CHP | 592 | No | 0 | 3445.42 | 22.83 | 0 | 0 | 1251.58 | 623.54 | 58.85 | [7 empty] | 1.(c) | CONSILIUL LOCAL SUCEAVA | SC TERMICA SA SUCEAVA | 167321 | Str. Energeticianului nr. 1 |  | Suceava | 720166 | 624 | 1250 | 0 | 299 | n
RO | 2012 | RO62 | 2012RO62 | 2012-62 | 62 | S.C. TERMICA S.A. Targoviste nr.1 | Targoviste, str Laminorului nr. 14, jud. Dambovita | Art 4(3) - existing plants | District heating | 58.14 | No | 0 | 0 | 0 | 173.46 | 0 | 0 | 22.23 | 0.5
RO | 2012 | RO102 | 2012RO102 | 2012-102 | 102 | S.C.COLTERM S.A. nr.6 | Timisoara, Calea Sagului nr.201, jud. Timis | Art 4(3) - existing plants | CHP | 244.2 | No | 0 | 2049.017 | 0 | 662.955 | 0 | 2208.23 | 466.017 | 33.309 | [7 empty] | 1.(c) | SC COLTERM SA | SC COLTERM SA - CET SUD | 167418 | Calea Sagului nr. 201 |  | Timisoara | 300517 | 535 | 2520 | 0 | 0 | n
RO | 2012 | RO103 | 2012RO103 | 2012-103 | 103 | S.C.COLTERM S.A. nr.7 | Timisoara, Calea Sagului nr.201, jud. Timis | Art 4(3) - existing plants | District heating | 232.6 | No | 0 | 278.02 | 0 | 73.805 | 0 | 311.652 | 68.972 | 4.504 | [7 empty] | 1.(c) | SC COLTERM SA | SC COLTERM SA - CET SUD | 167418 | Calea Sagului nr. 201 |  | Timisoara | 300517 | 535 | 2520 | 0 | 0 | n
RO | 2012 | RO97 | 2012RO97 | 2012-97 | 97 | S.C.COLTERM S.A. nr.1 | Timisoara, Piata Romanilor nr. 11, jud. Timis | Art 4(3) - existing plants | District heating | 58.1 | No | 0 | 0 | 0 | 522.36 | 0 | 0 | 10.338 | 0 | [7 empty] | 1.(c) | SC COLTERM SA | SC COLTERM SA - CET SUD | 167418 | Calea Sagului nr. 201 |  | Timisoara | 300517 | 535 | 2520 | 0 | 0 | n
RO | 2012 | RO98 | 2012RO98 | 2012-98 | 98 | S.C.COLTERM S.A. nr.2 | Timisoara, Piata Romanilor nr. 11, jud. Timis | Art 4(3) - existing plants | District heating | 58.1 | No | 0 | 0 | 0 | 0 | 0 | 0 | 0 | 0 | [7 empty] | 1.(c) | SC COLTERM SA | SC COLTERM SA - CET SUD | 167418 | Calea Sagului nr. 201 |  | Timisoara | 300517 | 535 | 2520 | 0 | 0 | n
RO | 2012 | RO99 | 2012RO99 | 2012-99 | 99 | S.C.COLTERM S.A. nr.3 | Timisoara, Piata Romanilor nr. 11, jud. Timis | Art 4(3) - existing plants | District heating | 116.3 | No | 0 | 0 | 0 | 869.74 | 0 | 0 | 49.47 | 0 | [7 empty] | 1.(c) | SC COLTERM SA | SC COLTERM SA - CET SUD | 167418 | Calea Sagului nr. 201 |  | Timisoara | 300517 | 535 | 2520 | 0 | 0 | n
RO | 2012 | RO100 | 2012RO100 | 2012-100 | 100 | S.C.COLTERM S.A. nr.4 | Timisoara, Piata Romanilor nr. 11, jud. Timis | Art 4(3) - existing plants | District heating | 116.3 | No | 0 | 0 | 0 | 0 | 0 | 0 | 0 | 0 | [7 empty] | 1.(c) | SC COLTERM SA | SC COLTERM SA - CET SUD | 167418 | Calea Sagului nr. 201 |  | Timisoara | 300517 | 535 | 2520 | 0 | 0 | n
RO | 2012 | RO101 | 2012RO101 | 2012-101 | 101 | S.C.COLTERM S.A. nr.5 | Timisoara, Piata Romanilor nr. 11, jud. Timis | Art 4(3) - existing plants | District heating | 116.3 | No | 0 | 0 | 10.65 | 118.66 | 0 | 1.77 | 10.08 | 0.34 | [7 empty] | 1.(c) | SC COLTERM SA | SC COLTERM SA - CET SUD | 167418 | Calea Sagului nr. 201 |  | Timisoara | 300517 | 535 | 2520 | 0 | 0 | n
RO | 2012 | RO44 | 2012RO44 | 2012-44 | 44 | S.C. ALUM S.A. TULCEA nr.1 | Tulcea, Str.Isaccei nr. 82, jud.Tulcea | Art 4(3) - existing plants | Other (non refineries) | 327 | No | 0 | 0 | 0 | 4321.9 | 0 | 2.72 | 258.809 | 2.83 | [7 empty] | 4.(b).(v) | SC ALRO SA | SC ALUM SA | 167343 | Isaccei nr.82 |  | Tulcea | 820228 | 282 | 0 | 0 | 299 | n
RO | 2012 | RO45 | 2012RO45 | 2012-45 | 45 | S.C. ENERGOTERM S.A. Tulcea | Tulcea, Str.Isaccei nr. 82, jud.Tulcea | Art 4(3) - existing plants | District heating | 58 | No | 0 | 0 | 0 | 318.08 | 0 | 0.124 | 28.309 | 0.287
RO | 2012 | RO87 | 2012RO87 | 2012-87 | 87 | S.C. Complexul Energetic Oltenia S.A SE Turceni nr. 1 | Turceni, str.Uzinei nr.1, jud. Gorj | Art 4(3) - existing plants | ESI | 789 | No | 0 | 14536.28 | 53.68 | 324.07 | 0 | 17186.2 | 2980.9 | 421.36 | (ex S.C. COMPLEXUL ENERGETIC TURCENI S.A. nr. 1) | [6 empty] | 1.(c) | SC COMPLEXUL ENERGETIC OLTENIA SA | SUCURSALA ELECTROCENTRALE TURCENI | 167389 | Uzinei nr.1 |  | Turceni | 217520 | 14700 | 37500 | 1040 | 6410 | n
RO | 2012 | RO88 | 2012RO88 | 2012-88 | 88 | S.C. Complexul Energetic Oltenia S.A SE Turceni nr.2 | Turceni, str.Uzinei nr.1, jud. Gorj | Art 4(3) - existing plants | ESI | 1578 | No | 0 | 14770.62 | 80.8 | 413.85 | 0 | 18844.37 | 7339.35 | 520.09 | (S.C. COMPLEXUL ENERGETIC TURCENI S.A.nr. 2) | [6 empty] | 1.(c) | SC COMPLEXUL ENERGETIC OLTENIA SA | SUCURSALA ELECTROCENTRALE TURCENI | 167389 | Uzinei nr.1 |  | Turceni | 217520 | 14700 | 37500 | 1040 | 6410 | n
RO | 2012 | RO89 | 2012RO89 | 2012-89 | 89 | S.C. Complexul Energetic Oltenia S.A S.E Turceni nr. 3 | Turceni, str.Uzinei nr.1, jud. Gorj | Art 4(3) - existing plants | ESI | 1578 | No | 0 | 22026.68 | 34.94 | 381.75 | 0 | 1304.23 | 4371.88 | 91.36 | (S.C. COMPLEXUL ENERGETIC TURCENI S.A.nr. 3) | [6 empty] | 1.(c) | SC COMPLEXUL ENERGETIC OLTENIA SA | SUCURSALA ELECTROCENTRALE TURCENI | 167389 | Uzinei nr.1 |  | Turceni | 217520 | 14700 | 37500 | 1040 | 6410 | n
RO | 2012 | RO90 | 2012RO90 | 2012-90 | 90 | S.C. Complexul Energetic Oltenia S.A S.E Turceni nr. 4 | Turceni, str.Uzinei nr.1, jud. Gorj | Art 4(3) - existing plants | ESI | 789 | No | 0 | 158.62 | 0.36 | 3.78 | 0 | 185.34 | 32.56 | 4.54 | (ex S.C. COMPLEXUL ENERGETIC TURCENI S.A.nr. 4) | [6 empty] | 1.(c) | SC COMPLEXUL ENERGETIC OLTENIA SA | SUCURSALA ELECTROCENTRALE TURCENI | 167389 | Uzinei nr.1 |  | Turceni | 217520 | 14700 | 37500 | 1040 | 6410 | n
RO | 2012 | RO78 | 2012RO78 | 2012-78 | 78 | S.C. CALOR SERV S.R.L. nr.1 | Turnu Magurele, str.Portului nr.1, jud. Teleorman | Art 4(3) - existing plants | District heating | 58 | No | 0 | 0 | 0 | 0 | 0 | 0 | 0 | 0 | (ex SC TURNU SA TURNU MAGURELE nr.1)
RO | 2012 | RO79 | 2012RO79 | 2012-79 | 79 | S.C. CALOR SERV S.R.L. nr.2 | Turnu Magurele, str.Portului nr.1, jud. Teleorman | Art 4(3) - existing plants | District heating | 58 | No | 0 | 0 | 0 | 0 | 0 | 0 | 0 | 0 | (ex SC TURNU SA TURNU MAGURELE nr.2)
RO | 2012 | RO65 | 2012RO65 | 2012-65 | 65 | SC Lemarco Cristal SRL | Urziceni, Soseaua Urziceni - Ploiesti km.3, jud. Ialomita | Art 4(3) - existing plants | Other (non refineries) | 132 | No | 0 | 0 | 0 | 0 | 0 | 0 | 0 | 0 | (ex S.C.MARR SUGAR ROMANIA S.R.L. - Sucursala Urziceni)
RO | 2012 | RO19 | 2012RO19 | 2012-19 | 19 | S.C. TERMICA VASLUI S.A | Vaslui, str. Podu Inalt nr.3, jud. Vaslui | Art 4(1) - old-new plants | District heating | 85.5 | No | 0 | 0 | 0 | 0 | 0 | 0 | 0 | 0
RO | 2012 | RO122 | 2012RO122 | 2012-122 | 122 | S.C. Termoelectrica S.A. SE PAROSENI nr.2 | Vulcan, str.Paroseni nr.20,jud. Hunedoara | Art 4(3) - existing plants | CHP | 587 | No | 0 | 10398.43 | 0 | 177.37 | 0 | 13099.4 | 547.98 | 59.66 | [7 empty] | 1.(c) | S.C.P.E.E.T. Electrocentrale Paroseni .S.A. | SCPEET Electrocentrale Paroseni SA | 167411 | Paroseni nr. 20 |  | VULCAN | 336200 | 548 | 13100 | 59.7 | 969 | n
RO | 2012 | RO121 | 2012RO121 | 2012-121 | 121 | S.C. Termoelectrica S.A. SE PAROSENI nr.1 | Vulcan, str.Paroseni nr.20jud. Hunedoara | Art 4(3) - existing plants | CHP | 540 | No | 0 | 0 | 0 | 0 | 0 | 0 | 0 | 0 | [7 empty] | 1.(c) | S.C.P.E.E.T. Electrocentrale Paroseni .S.A. | SCPEET Electrocentrale Paroseni SA | 167411 | Paroseni nr. 20 |  | VULCAN | 336200 | 548 | 13100 | 59.7 | 969 | n
[39 empty] | 176 | total
[39 empty] | 0 | p
[39 empty] | 112 | n
[39 empty] | 10 | m
[39 empty] | 3 | l
Note on U2: Ioanna Kourti: Comments prefixed with "AMEC" are comments by AMEC.
Note on Z2: Ioanna Kourti: Notes in this column which state a pollutant indicate that the ELVs for that pollutants do not apply until the specified date.

## SE
[28 empty] | E-PRTR | [10 empty] | method (p=postal code, n=plants'/facilities' names and addresses, m=manually, l=same linkage as for 2008 data)
MS | Year | Master LCP ID | Unique ID | ID per MS | Plant Number | Plant name | Plant location | Status of the plant | Sector | MWth | Gas turbine | Biomass (TJ) | Other solid fuels (TJ) | Liquid fuels (TJ) | Natural gas (TJ) | Other gases (TJ) | SO2 (t) | NOx (t) | Dust (t) | Further explanations or comments by MS | NERP | TNP | IED Article 33 potential opt-outs | Small isolated systems | Accession Treaty | Currently closed? - Year of closure if known | ActivityCode | ParentCompanyName | FacilityName | FacilityID | StreetName | BuildingNumber | City | PostalCode | NOX(t) | SOX(t) | PM10(t) | CO2(kt)
SE | 2012 | SE8 | 2012SE8 | 2012-8 | 8 | Akalla värmeverk | 0180-81-001, Akalla |  |  | 225 |  | 481.32 |  | 7.056 |  |  | 28.4 | 33 | 2.03 | [7 empty] | 1.(c) | AB FORTUM VÄRME samägt med Stockholms stad | AKALLA VÄRMEVERK | 42035 | Esbogatan 4 |  | AKALLA | 16474 | 0 | 0 | 0 | 0 | n
SE | 2012 | SE52 | 2012SE52 | 2012-52 | 52 | KVV-Åkerslund | 1292-130A, Ängelholm |  |  | 97 |  | 27 | [5 empty] | 3.5214 |  | Boilers incinerating waste are excluded | [6 empty] | 1.(c) | Öresundskraft Kraft&Värme AB | Åkerslund | 42057 | Energigatan 1 |  | Ängelholm | 26273 | 0 | 0 | 0 | 119 | n
SE | 2012 | SE79 | 2012SE79 | 2012-79 | 79 | Arboga värmeverk | 1984-57-001, Arboga |  |  | 62.6 |  | 457.694 |  | 0.51939 |  |  | 1.571 | 34.222 | 0.73
SE | 2012 | SE11 | 2012SE11 | 2012-11 | 11 | Årsta värmeverk | 0180-81-007, Årsta |  |  | 89 |  | 196.164 |  |  |  |  | 17.0599 | 13.0729 | 0.2462 | [7 empty] | 1.(c) | AB FORTUM VÄRME samägt med Stockholms stad | ÅRSTA VÄRMEVERK | 42002 | Svärdlångsvägen 22-27 |  | ÅRSTA | 12010 | 0 | 0 | 0 | 0 | n
SE | 2012 | SE103 | 2012SE103 | 2012-103 | 103 | Bodens värmeverk, BEAB | 2582-106, Boden |  |  | 90 |  |  |  | 25.884 |  |  | 5.2064 | 4.0119 | 0.0488 | Boilers incinerating waste are excluded | [6 empty] | 1.(c) | Bodens Energi AB | Bodens värmeverk, BEAB | 85650 | Degerbergsvägen 2 |  | BODEN | 96136 | 109 | 0 | 0 | 136 | n
SE | 2012 | SE69 | 2012SE69 | 2012-69 | 69 | Ryaverket | 1490-1401, Borås |  |  | 255 |  | 2019.6 |  |  |  |  | 5.016 | 168.891 | 1.501 | Boilers incinerating waste are excluded | [6 empty] | 1.(c) | Borås Energi och Miljö AB | Ryaverket | 6822 | Västerlånggatan 10 |  | Borås | 50330 | 270 | 0 | 0 | 390 | n
SE | 2012 | SE81 | 2012SE81 | 2012-81 | 81 | Bäckelundsverket | 2081-106, Borlänge |  |  | 125 |  |  |  | 12.1896 |  |  | 0.30474 | 0.20316 | 0.03386 | Boilers incinerating waste are excluded | [6 empty] | 5.(b) | AB Borlänge Energi | Bäckelundsverket | 41968 | BOX 834 |  | BORLÄNGE | 78461 | 0 | 0 | 0 | 0 | n
SE | 2012 | SE123 | 2012SE123 | 2012-123 | 123 | Stora Enso Kvarnsveden AB | 2081-102, Borlänge |  |  | 335 |  | 2880 | 259.2 | 42.12 |  |  | 43.2 | 145.9 | 4.95 | Pulp and paper plant. Recovery boilers and installations for post-combustion of odorous gases are excluded | [6 empty] | 6.(a) | Stora Enso Kvarnsveden AB | STORA ENSO KVARNSVEDEN AB | 7647 | Saknas |  | BORLÄNGE | 78462 | 146 | 0 | 0 | 350 | n
SE | 2012 | SE23 | 2012SE23 | 2012-23 | 23 | HPC Simpan och Ena Kraft, kraftvärmeverket | 0381-57-001, Enköping |  |  | 173 |  | 1286.424 |  | 119.628 |  | 2.088 | 14.903 | 72.17 | 2.711 | [7 empty] | 1.(c) | ENA Energi AB | HPC Simpan och Ena Kraft, kraftvärmeverket | 42038 | Kaptensgatan 23 |  | ENKÖPING | 749 35 | 0 | 0 | 0 | 126 | n
SE | 2012 | SE26 | 2012SE26 | 2012-26 | 26 | Värmeverket Vattumannen | 0484-179, Eskilstuna |  |  | 533 |  | 3240 |  | 79.2 |  |  | 11.243 | 128.352 | 1.703 | [7 empty] | 1.(c) | Eskilstuna Energi & Miljö AB | Värmeverket Vattumannen | 552 | Ståhlbergsvägen 2 |  | Eskilstuna | 631 86 | 128 | 0 | 0 | 359 | n
SE | 2012 | SE105 | 2012SE105 | 2012-105 | 105 | Örtofta sockerbruk | 1285-105, Eslöv |  |  | 102.5 |  |  |  |  | 443.1132 | 67.2516 | 0 | 36.397 | 9.6557 | [7 empty] | 8.(b) | Nordic Sugar | ÖRTOFTA SOCKERBRUK | 6425 | Gatan |  | ESLÖV | 24134 | 0 | 0 | 0 | 0 | n
SE | 2012 | SE80 | 2012SE80 | 2012-80 | 80 | Västermalmsverket/Falu Energi & Vatten AB | 2080-350, Falun |  |  | 56.6 |  |  |  | 3.672 |  | 44.64 | 0.1804 | 3.9879 | [8 empty] | 1.(c) | Falu Kraft AB | Västermalmsverket / Falu Kraft AB | 41953 | Slagvarpsvägen 3 |  | FALUN | 791 77 | 0 | 0 | 0 | 0 | n
SE | 2012 | SE124 | 2012SE124 | 2012-124 | 124 | Stora Enso Fors AB | 2084-106, Fors |  |  | 132 |  | 2178.36 |  | 29.88 |  |  | 1.491 | 108.872 | 2.263 | Pulp and paper plant. Recovery boilers and installations for post-combustion of odorous gases are excluded | [6 empty] | 6.(a) | STORA ENSO FORS AB | STORA ENSO FORS AB | 7652 | Kopparforsvägen 3 |  | FORS | 774 89 | 109 | 0 | 0 | 224 | n
SE | 2012 | SE121 | 2012SE121 | 2012-121 | 121 | Korsnäs AB, Frövi | 1885-103, Frövi |  |  | 120 |  | 2347.2 |  | 37.08 |  |  | 23.105 | 114.343 | 16.487 | Pulp and paper plant. Recovery boilers and installations for post-combustion of odorous gases are excluded | [6 empty] | 6.(a) | Korsnäs AB, Frövi | Korsnäs AB, Frövi | 7326 | Fröviforsvägen |  | Frövi | 718 80 | 488 | 160 | 126 | 664 | n
SE | 2012 | SE98 | 2012SE98 | 2012-98 | 98 | Gällivare Energi AB | 2523-113, Gällivare |  |  | 81 |  | 348.84 | 504.36 | 4.8204 |  |  | 46.518 | 77.2 | 2.798 | [7 empty] | 1.(c) | Gällivare Energi AB | Gällivare Energi AB | 41901 | Betongvägen 7 |  | GÄLLIVARE | 982 38 | 0 | 0 | 0 | 0 | n
SE | 2012 | SE84 | 2012SE84 | 2012-84 | 84 | Carlsborg hetv.centr (reserv) | 2180-182, Gävle |  |  | 60 |  |  |  | 6.606 |  |  | 0.17 | 0.52 | 0.0085
SE | 2012 | SE83 | 2012SE83 | 2012-83 | 83 | Ersbo hetvattencentral | 2180-1046, Gävle |  |  | 80 |  |  |  | 4.6692 |  |  | 0.069 | 0.313 | 0.004
SE | 2012 | SE82 | 2012SE82 | 2012-82 | 82 | Karskärsverket | 2180-101, Gävle |  |  | 730 |  | 1170 |  | 289.08 |  |  | 118.662 | 79.208 | 4.123 | [7 empty] | 1.(c) | Karskärsverket | Karskärsverket | 7755 | Korsnäsvägen 189 |  | GÄVLE | 80181 | 0 | 0 | 0 | 104 | n
SE | 2012 | SE61 | 2012SE61 | 2012-61 | 61 | Angereds Värmecentral | 1480-1195, Göteborg |  |  | 136.5 |  | 25.092 |  | 2.844 |  |  | 0.786 | 2.072 | 0.337 | [7 empty] | 1.(c) | Göteborg Energi AB | Angereds Värmecentral | 85628 | Rävebergsvägen 100 |  | GÖTEBORG | 41871 | 0 | 0 | 0 | 0 | n
SE | 2012 | SE133 | 2012SE133 | 2012-133 | 133 | Preem Petroleum AB Preemraff Göteborg | 1480-1179, Göteborg |  | Refineries | 74 |  |  |  | 216 |  | 604.8 | 46 | 76 | 1.1 | facilities for the conversion of hydrogen sulphide into sulphur are excluded | [6 empty] | 1.(a) | Preem AB | Preem Petroleum AB Preemraff Göteborg | 6797 | Raffinaderivägen 25 |  | GÖTEBORG | 41879 | 293 | 0 | 0 | 516 | n
SE | 2012 | SE59 | 2012SE59 | 2012-59 | 59 | Rosenlunds Kraftvärmeverk | 1480-1192, Göteborg |  |  | 770 |  |  |  | 22.896 | 156.3588 |  | 3.297 | 8.394 | 0.102 | [7 empty] | 1.(c) | Göteborg Energi AB | Rosenlunds Kraftvärmeverk | 6801 | Rosenlundsgatan 2 |  | GÖTEBORG | 41120 | 0 | 0 | 0 | 0 | n
SE | 2012 | SE63 | 2012SE63 | 2012-63 | 63 | Rya Gaskraftvärmeverk | 1480-1272, Göteborg |  |  | 600 | Yes |  |  | 0.756 | 4568.4 |  | 0.0171 | 33.347 | 0.00016 | [7 empty] | 1.(c) | Göteborg Energi AB | Rya Gaskraftvärmeverk | 42016 | Skarvikshamnen, Fågelrov. 20 |  | Göteborg | 418 34 | 0 | 0 | 0 | 260 | n
SE | 2012 | SE62 | 2012SE62 | 2012-62 | 62 | Rya Värmecentral | 1480-1198, Göteborg |  |  | 110 |  | 516.24 |  |  | 10.8 |  | 8.706 | 28.173 | 0.807 | [7 empty] | 1.(c) | Göteborg Energi AB | Rya Värmecentral | 41916 | Fågelrovägen 15, Ryahamnen |  | GÖTEBORG | 41834 | 0 | 0 | 0 | 0 | n
SE | 2012 | SE60 | 2012SE60 | 2012-60 | 60 | Sävenäs Kraftvärmeverk | 1480-1193, Göteborg |  |  | 286 |  | 1413.36 |  |  | 270.36 |  | 1.08 | 81.055 | 0.434 | [7 empty] | 1.(c) | Göteborg Energi AB | Sävenäs Kraftvärmeverk | 41915 | Kvibergs Broväg 5 |  | GÖTEBORG | 41505 | 0 | 0 | 0 | 151 | n
SE | 2012 | SE134 | 2012SE134 | 2012-134 | 134 | St1 Refinery AB | 1480-1182, Göteborg |  | Refineries | 113 | [5 empty] | 932.4 | 5.46 | 5.009 | 0.929 | facilities for the conversion of hydrogen sulphide into sulphur are excluded | [6 empty] | 1.(a) | St1 Refinery AB | St1 Refinery AB | 6800 | Bensinvägen 10 |  | GÖTEBORG | 40272 | 343 | 0 | 0 | 534 | n
SE | 2012 | SE110 | 2012SE110 | 2012-110 | 110 | VOLVO Personvagnar AB | 1480-1160, Göteborg |  |  | 170 |  |  |  | 4.032 | 50.724 |  | 0.053 | 2.45 | 2.1 | [7 empty] | 2.(f) | Volvo Personvagnar AB | VOLVO Personvagnar AB | 6795 | Miljöskydd, TJA1N |  | GÖTEBORG | 40531 | 0 | 0 | 0 | 0 | n
SE | 2012 | SE58 | 2012SE58 | 2012-58 | 58 | Västerbyverket | 1471-1153, Götene |  |  | 57 |  | 432.4608 |  | 19.1844 |  |  | 0.426 | 23.357 | 0.431 | [7 empty] | 1.(c) | Vattenfall AB Värme Norden | Västerbyverket | 177518 | Besöksadress |  | Götene | 533 97 | 0 | 0 | 0 | 0 | n
SE | 2012 | SE120 | 2012SE120 | 2012-120 | 120 | Gruvöns bruk | 1764-101, Grums |  |  | 180 |  | 2916 |  | 97.2 |  |  | 5.5 | 128 | 2 | Pulp and paper plant. Recovery boilers and installations for post-combustion of odorous gases are excluded | [6 empty] | 6.(a) | BillerudKorsnäs AB Gruvöns Bruk | Gruvöns bruk | 7189 | Storjohanns väg 4 |  | GRUMS | 66428 | 722 | 0 | 0 | 1520 | n
SE | 2012 | SE122 | 2012SE122 | 2012-122 | 122 | Arctic Paper Grycksbo AB | 2080-105, Grycksbo |  |  | 55 |  | 909.36 |  |  |  |  | 12.51 | 37.498 | 0.799 | Paper plant | [6 empty] | 6.(b) | ARCTIC PAPER GRYCKSBO AB | ARCTIC PAPER GRYCKSBO AB | 7645 | Kungsvägen |  | GRYCKSBO | 79020 | 0 | 0 | 0 | 0 | n
SE | 2012 | SE54 | 2012SE54 | 2012-54 | 54 | Panncentralen Turbingatan | 1380-166, Halmstad |  |  | 121 |  | 751.248 |  | 1.332 | 84.4308 |  | 0.07073 | 33.5031 | 0.35223
SE | 2012 | SE6 | 2012SE6 | 2012-6 | 6 | Jordbro värmeverk | 0136-81-001, Haninge |  |  | 303 |  | 2460.96 |  |  |  |  | 12.742 | 127.993 | 10.335 | [7 empty] | 1.(c) | VATTENFALL AB HEAT DREFVIKEN | JORDBRO KRAFTVÄRMEVERK | 112488 | Nynäsvägen 140 |  | HANINGE | 13637 | 128 | 0 | 0 | 235 | n
SE | 2012 | SE88 | 2012SE88 | 2012-88 | 88 | Kraftvärmeverket Härnösand | 2280-106, Härnösand |  |  | 89.5 |  | 658.8 | 138.6 | 1.818 |  | 7.92 | 5.024 | 39.745 | 1.561 | [7 empty] | 5.(d) | Härnösand Energi & Miljö AB | Älands avfallsanläggning | 7913 | Älandsdeponin |  | HÄRNÖSAND | 87191 | 0 | 0 | 0 | 0 | n
SE | 2012 | SE9 | 2012SE9 | 2012-9 | 9 | Hässelbyverket | 0180-81-003, Hässelby |  |  | 300 |  | 3791.88 |  | 46.008 |  | 0.02016 | 1.76 | 236 | 13.4 | [7 empty] | 1.(c) | AB FORTUM VÄRME samägt med Stockholms stad | HÄSSELBYVERKET | 185 | Vassbrinken 5 |  | HÄSSELBY | 165 65 | 236 | 0 | 0 | 427 | n
SE | 2012 | SE53 | 2012SE53 | 2012-53 | 53 | Beleverket i Hässleholm | 1293-1001A, Hässleholm |  |  | 79.2 |  | 99.4104 |  | 5.1228 |  |  | 1.967 | 9.9 | 0.10196 | Boilers incinerating waste are excluded | [6 empty] | 1.(c) | Hässleholm Miljö AB | Beleverket i Hässleholm | 85664 | Värmeverksvägen 4 |  | HÄSSLEHOLM | 28143 | 0 | 0 | 0 | 0 | n
SE | 2012 | SE47 | 2012SE47 | 2012-47 | 47 | Fjärrvärmecentral,Israel (FCI) | 1283-109A, Helsingborg |  |  | 385 |  |  |  | 55.08 | 14.76 |  | 3.2 | 6.5 | 1.4
SE | 2012 | SE48 | 2012SE48 | 2012-48 | 48 | Västhamnsverket, (VHV) | 1283-109B, Helsingborg |  |  | 240 |  | 2934 |  | 13.68 | 309.6 |  | 8.4 | 122.7 | 5.3 | [7 empty] | 1.(c) | Öresundskraft Kraft&Värme AB | Västhamnsverket, (VHV) | 6415 | Atlantgatan 10 |  | Helsingborg | 25225 | 130 | 0 | 0 | 311 | n
SE | 2012 | SE3 | 2012SE3 | 2012-3 | 3 | Huddinge maskincentral | 0126-81-002, Huddinge |  |  | 176 |  |  |  | 3.0218 |  |  | 0.782 | 0.3338 | 0.0166
SE | 2012 | SE87 | 2012SE87 | 2012-87 | 87 | Djupedsverket | 2184-115, Hudiksvall |  |  | 90 |  | 519.3936 |  | 1.7676 |  |  | 0.042 | 29.524 | 0.572 | [7 empty] | 1.(c) | Värmevärden AB | Djupedsverket | 41878 | Östanbräcksvägen 2 |  | Hudiksvall | 82450 | 0 | 0 | 0 | 0 | n
SE | 2012 | SE129 | 2012SE129 | 2012-129 | 129 | M-real Sverige AB, Husums fabr | 2284-108, Husum |  |  | 96 |  | 1923.12 |  | 1937.16 |  |  | 2 | 91 | 15 | Pulp and paper plant. Recovery boilers and installations for post-combustion of odorous gases are excluded | [6 empty] | 6.(a) | Metsä Board Sverige AB | Metsä Board Sverige AB, Husums fabr | 7924 | Husum fabrik |  | HUSUM | 89680 | 1220 | 298 | 378 | 1760 | n
SE | 2012 | SE117 | 2012SE117 | 2012-117 | 117 | Stora Enso Hylte AB | 1315-105, Hyltebruk |  |  | 75 |  |  |  | 0.0216 | 262.8 |  | 0.04 | 11 |  | Pulp and paper plant. Recovery boilers and installations for post-combustion of odorous gases are excluded | [6 empty] | 6.(a) | Stora Enso Hylte AB | Stora Enso Hylte AB | 6568 | Gamla Nissastigen 16 |  | HYLTEBRUK | 31481 | 182 | 0 | 0 | 315 | n
SE | 2012 | SE126 | 2012SE126 | 2012-126 | 126 | Iggesund Paperboard AB | 2184-104, Iggesund |  |  | 275 |  | 2530.26 |  | 503.28 |  |  | 23.8 | 168.24 | 32.11 | Pulp and paper plant. Recovery boilers and installations for post-combustion of odorous gases are excluded | [6 empty] | 6.(a) | Iggesund Paperboard AB | Iggesund Paperboard AB, Iggesu | 7771 | Cellulosagatan |  | IGGESUND | 82530 | 639 | 204 | 79.2 | 837 | n
SE | 2012 | SE2 | 2012SE2 | 2012-2 | 2 | Säbyverket | 0123-81-001, Järfälla |  |  | 125 |  | 211.68 |  | 13.68 |  |  | 18.72 | 26.406 | 3.196
SE | 2012 | SE31 | 2012SE31 | 2012-31 | 31 | Kraftvärmeverket Munksjö | 0680-81-003, Jönköping |  |  | 165 |  | 863.28 |  | 164.88 |  |  | 1.115 | 79.592 | 1.453 | [7 empty] | 1.(c) | Jönköping Energi AB | Kraftvärmeverket Munksjö | 4637 | Barnarpsgatan 41 |  | JÖNKÖPING | 55592 | 0 | 0 | 0 | 0 | n
SE | 2012 | SE36 | 2012SE36 | 2012-36 | 36 | Draken , Hetvattencentral | 0880-136, Kalmar |  |  | 142 |  | 178.4052 |  | 2.9232 |  |  | 0.569 | 12.258 | 0.0265
SE | 2012 | SE35 | 2012SE35 | 2012-35 | 35 | Moskogens kraftvärmeverk | 0880-1206, Kalmar |  |  | 90 |  | 1670.2164 | 64.3932 | 2.574 |  |  | 2.047 | 61.089 | 0.564 | [7 empty] | 5.(d) | Kalmarsundsregionens Renhållare | Moskogens avfallsanläggning | 41960 | Moskogen 101 |  | KALMAR | 39591 | 0 | 0 | 0 | 0 | n
SE | 2012 | SE131 | 2012SE131 | 2012-131 | 131 | Billerud Karlsborgs AB | 2514-101, Karlsborgsverken |  |  | 99 |  | 1188 |  | 133.2 |  |  | 21.495 | 91.94 | 22.69 | Pulp and paper plant. Recovery boilers and installations for post-combustion of odorous gases are excluded | [6 empty] | 6.(a) | Billerud Karlsborg AB | Billerud Karlsborgs AB | 8155 | Strandvägen 3 |  | Karlsborgsverken | 952 83 | 425 | 295 | 263 | 780 | n
SE | 2012 | SE104 | 2012SE104 | 2012-104 | 104 | AarhusKarlshamn Sweden AB | 1082-104, Karlshamn |  |  | 82 |  | 776.2464 |  | 10.0116 |  | 60.4332 | 0.354 | 63.812 | 12.7 | [7 empty] | 8.(b).(ii) | AarhusKarlshamn Sweden AB | AarhusKarlshamn Sweden AB | 6002 | Västra Kajen, Karlshamn |  | KARLSHAMN | 37482 | 0 | 0 | 0 | 0 | n
SE | 2012 | SE40 | 2012SE40 | 2012-40 | 40 | Karlshamn Kraft AB | 1082-101, Karlshamn |  |  | 2360 |  |  |  | 333.7992 |  |  | 16.19 | 14.991 | 2.73
SE | 2012 | SE39 | 2012SE39 | 2012-39 | 39 | Kraftvärmeverk Karlskrona | 1080-195, Karlskrona |  |  | 90.7 |  | 606.996 | 1.44 | 5.364 |  |  | 0.141 | 27.466 | 0.038
SE | 2012 | SE72 | 2012SE72 | 2012-72 | 72 | Heden kraftvärmeverk | 1780-1055, Karlstad |  |  | 100 |  | 1540.8 |  | 12.6 |  |  | 14.637 | 68.912 | 4.251 | [7 empty] | 1.(c) | Karlstads Energi AB | Heden kraftvärmeverk (se 1780-1118) | 7202 | Hedvägen |  | KARLSTAD | 65460 | 0 | 0 | 0 | 174 | n
SE | 2012 | SE73 | 2012SE73 | 2012-73 | 73 | Kraftvärmeverket i yttre hamn | 1780-187, Karlstad |  |  | 170 |  | 101.16 |  | 192.96 |  |  | 37.486 | 25.676 | 1.96
SE | 2012 | SE25 | 2012SE25 | 2012-25 | 25 | Kraftvärmeverket i Katrineholm | 0483-122, Katrineholm |  |  | 65 |  | 83.268 |  | 13.824 |  |  | 2.075 | 6.972 | 0.166 | Boilers incinerating waste are excluded | [6 empty] | 5.(b) | Tekniska Verken i Linköping AB | Kraftvärmeverket i Katrineholm | 41940 | Energigatan 3 |  | KATRINEHOLM | 641 21 | 0 | 0 | 0 | 110 | n
SE | 2012 | SE78 | 2012SE78 | 2012-78 | 78 | Norsaverkets värmecentral | 1983-57-001, Köping |  |  | 84 |  | 137.268 |  |  |  |  | 0.332 | 6.596 | 0.178 | [7 empty] | 5.(b) | Vafab Miljö AB | Norsaverkets avfallsförbrännin | 41881 | Norsavägen |  | KÖPING | 73198 | 0 | 0 | 0 | 0 | n
SE | 2012 | SE50 | 2012SE50 | 2012-50 | 50 | Allöverket | 1290-195A, Kristianstad |  |  | 122 |  | 1533.6 |  | 2.0376 |  | 64.0404 | 0.647 | 91.785 | 0.837 | [7 empty] | 1.(c) | C4 Energi AB | Allöverket | 41979 | Näsbyholmsvägen 10 |  | KRISTIANSTAD | 29135 | 0 | 0 | 0 | 197 | n
SE | 2012 | SE51 | 2012SE51 | 2012-51 | 51 | PC CSK | 1290-195C, Kristianstad |  |  | 79 |  | 122.4 |  |  |  |  | 0.368 | 17 | 1.008
SE | 2012 | SE55 | 2012SE55 | 2012-55 | 55 | Fjärrvärmeverket Hammargård | 1384-109, Kungsbacka |  |  | 76 |  | 305.28 |  | 64.44 |  |  | 1.54 | 26.982 | 1.365
SE | 2012 | SE18 | 2012SE18 | 2012-18 | 18 | Lidingö värmeverk | 0186-81-001, Lidingö |  |  | 81 |  |  |  | 57.4632 |  |  | 6.8375 | 9.8691 | 0.78955
SE | 2012 | SE70 | 2012SE70 | 2012-70 | 70 | Panncentralen Släggan | 1494-1188, Lidköping |  |  | 84 |  |  |  | 49.572 |  |  | 2.28 | 4.957 | 0.0984
SE | 2012 | SE27 | 2012SE27 | 2012-27 | 27 | Kraftvärmeverket i Linköping | 0580-124-01, Linköping |  |  | 286 |  |  |  | 459 |  |  | 52.134 | 32.725 | 2.4791 | Boilers incinerating waste are excluded | [6 empty] | 1.(c) | Tekniska Verken i Linköping AB (publ) | Kraftvärmeverket i Linköping | 1231 | Södra Oskarsgatan 7 |  | LINKÖPING | 582 73 | 168 | 0 | 0 | 236 | n
SE | 2012 | SE93 | 2012SE93 | 2012-93 | 93 | Lugnviksverket | 2380-103, Lugnvik |  |  | 195 |  | 2638.8 | 298.8 | 14.76 |  |  | 0.9 | 51.945 | 2.5 | [7 empty] | 1.(c) | Jämtkraft AB | Lugnviksverket | 42045 | Wikanders väg |  | Lugnvik | 87295 | 0 | 0 | 0 | 212 | n
SE | 2012 | SE100 | 2012SE100 | 2012-100 | 100 | HVC 1 Fräsen Porsön | 2580-162, Luleå |  |  | 64 |  |  |  | 2.0496 |  |  | 0.0475 | 0.1724 | 0.0254
SE | 2012 | SE101 | 2012SE101 | 2012-101 | 101 | HVC 2 Aronstorp | 2580-171, Luleå |  |  | 186 |  |  |  | 40.1138 |  | 63.0498 | 1.83 | 5.848 | 0.1241
SE | 2012 | SE99 | 2012SE99 | 2012-99 | 99 | Luleå kraftvärmeverk LUKAB | 2580-121, Luleå |  |  | 340 |  |  |  | 377.9964 |  | 6782.796 | 50.17 | 58.621 | 8.33
SE | 2012 | SE46 | 2012SE46 | 2012-46 | 46 | Ångkraftverket, (ÅKV) | 1281-115B, Lund |  |  | 43 |  |  |  | 0.18 | 1.53 |  |  | 0.035 | [8 empty] | 1.(c) | Kraftringen Produktion AB | Ångkraftverket, (ÅKV) | 6408 | Systervägen 2 |  | LUND | 22241 | 0 | 0 | 0 | 0 | n
SE | 2012 | SE45 | 2012SE45 | 2012-45 | 45 | Lunds Hetvattencentral (LHVC) | 1281-115A, Lund |  |  | 334 |  | 1082.1924 |  |  | 5.3136 |  | 24.21 | 86.716 | 6.301 | [7 empty] | 1.(c) | Lunds energikoncernen AB | Lunds Hetvattencentral (LHVC) | 85648 | Vårbruksvägen 4 |  | LUND | 22660 | 0 | 0 | 0 | 0 | n
SE | 2012 | SE135 | 2012SE135 | 2012-135 | 135 | Preemraff, Lysekil | 1484-1115, Lysekil |  | Refineries | 159 |  |  |  | 37.3749 |  | 2808.4515 | 7.2396 | 482.3 | 24 | facilities for the conversion of hydrogen sulphide into sulphur are excluded | [6 empty] | 1.(a) | Preem Petroleum AB | Preemraff, Lysekil | 6808 | Preemraff, Lysekil |  | LYSEKIL | 45337 | 600 | 365 | 67.2 | 1820 | n
SE | 2012 | SE41 | 2012SE41 | 2012-41 | 41 | Heleneholmsverket, (HVK) | 1280-122A, Malmö |  |  | 588.7 |  |  |  | 5.4504 | 1970.4168 |  | 5.364 | 61.817 | 0.054 | [7 empty] | 1.(c) | E.ON Värme Sverige AB | Heleneholmsverket, (HVK) | 6405 | Eriksfältsgatan 24 |  | MALMÖ | 21432 | 0 | 0 | 0 | 113 | n
SE | 2012 | SE43 | 2012SE43 | 2012-43 | 43 | Limhamns Fjärrvärmecentral, (L | 1280-122C, Malmö |  |  | 150 |  |  |  | 116.5896 |  |  | 8.415 | 9.784 | 0.184
SE | 2012 | SE44 | 2012SE44 | 2012-44 | 44 | Öresundsverket, (ÖVT) | 1280-122H, Malmö |  |  | 698 | Yes |  |  | 36.2736 | 5688 |  | 1.306 | 26.163 | 0.015 | [7 empty] | 1.(c) | E.ON Värmekraft Sverige AB | Öresundsverket, (ÖVT) | 41946 | Flintrännegatan 19C |  | MALMÖ | 211 24 | 0 | 0 | 0 | 327 | n
SE | 2012 | SE42 | 2012SE42 | 2012-42 | 42 | Utklippans Fjärrvärmecentral, | 1280-122B, Malmö |  |  | 312 |  |  |  | 13.0896 |  |  | 1.732 | 1.254 | 0.055 | [7 empty] | 1.(c) | E.ON Värme Sverige AB | Utklippans Fjärrvärmecentral, | 193218 | Borrgatan 42 |  | Malmö | 21124 | 0 | 0 | 0 | 0 | n
SE | 2012 | SE64 | 2012SE64 | 2012-64 | 64 | Riskullaverket | 1481-1113, Mölndal |  |  | 200 |  | 1359.396 | 446.76 | 9.468 |  |  | 1.6333 | 90.814 | 0.747 | [7 empty] | 1.(c) | Mölndal Energi AB | Riskullaverket | 6803 | Aminogatan 21 |  | MÖLNDAL | 43153 | 0 | 0 | 0 | 173 | n
SE | 2012 | SE114 | 2012SE114 | 2012-114 | 114 | Södra Cell Mönsterås | 0861-101, Mönsterås |  |  | 79 |  | 2262.1212 |  | 34.2 |  |  | 53.79 | 144.952 | 15.813 | Pulp and paper plant. Recovery boilers and installations for post-combustion of odorous gases are excluded | [6 empty] | 6.(a) | Södra Cell AB | Södra Cell Mönsterås | 5099 | Södra Cell Mönsterås |  | MÖNSTERÅS | 383 25 | 919 | 418 | 129 | 1630 | n
SE | 2012 | SE115 | 2012SE115 | 2012-115 | 115 | Södra Cell Mörrum | 1082-102, Mörrum |  |  | 80 |  | 1321.2 |  | 10.8 |  |  | 1.605 | 48.289 | 1.433 | Pulp and paper plant. Recovery boilers and installations for post-combustion of odorous gases are excluded | [6 empty] | 6.(a) | Södra Cell AB | Södra Cell Mörrum | 6001 | Södra Cell Mörrum |  | MÖRRUM | 37586 | 501 | 200 | 115 | 1010 | n
SE | 2012 | SE30 | 2012SE30 | 2012-30 | 30 | Bergsättersverken | 0583-179, Motala |  |  | 57.2 |  | 701.1108 |  | 15.3144 |  |  | 1.2368 | 45.601 | 0.7824 | [7 empty] | 1.(c) | Vattenfall AB Värme Norden | Bergsättersverken | 150715 | Granhultsgatan 14 |  | MOTALA | 59162 | 0 | 0 | 0 | 0 | n
SE | 2012 | SE32 | 2012SE32 | 2012-32 | 32 | Nässjö Kraftvärmeverk | 0682-81-003, Nässjö |  |  | 83 |  | 719.874 |  | 19.35 |  |  | 0.186 | 47.213 | 0.9421 | [7 empty] | 1.(c) | Nässjö Affärsverk AB | Nässjö Kraftvärmeverk | 85631 | Blockgatan 8 |  | NÄSSJÖ | 57134 | 0 | 0 | 0 | 0 | n
SE | 2012 | SE112 | 2012SE112 | 2012-112 | 112 | Bravikens Pappersbruk | 0581-104, Norrköping |  |  | 70 |  |  |  | 399.24 |  |  | 8.5 | 30.4 | 0.96 | Pulp and paper plant. Recovery boilers and installations for post-combustion of odorous gases are excluded | [6 empty] | 6.(b) | Holmen Paper AB | Bravikens Pappersbruk | 1238 | Östra Bravikenvägen 20 |  | NORRKÖPING | 601 88 | 131 | 0 | 0 | 172 | n
SE | 2012 | SE28 | 2012SE28 | 2012-28 | 28 | Navestad HVC | 0581-191-02, Norrköping |  |  | 56 |  |  |  | 29.484 |  |  | 5.49 | 3.77 | 0.114
SE | 2012 | SE29 | 2012SE29 | 2012-29 | 29 | Skeppsdockan | 0581-191-04, Norrköping |  |  | 195 |  |  |  | 95.4 |  |  | 8.7 | 11.8 | 0.331
SE | 2012 | SE19 | 2012SE19 | 2012-19 | 19 | Arsta energicentral | 0188-81-003, Norrtälje |  |  | 63 |  | 565.2 |  | 0.1512 |  |  | 6.3 | 30.41 | 7 | [7 empty] | 1.(c) | Norrtälje Energi AB | ARSTA ENERGICENTRAL | 85669 | Regementsvägen 5 |  | Norrtälje | 76145 | 0 | 0 | 0 | 0 | n
SE | 2012 | SE5 | 2012SE5 | 2012-5 | 5 | Fittjaverket | 0127-81-001, Norsborg |  |  | 352 |  | 971.5968 |  | 50.3939 |  |  | 7.425 | 74.133 | 5.054 | [7 empty] | 1.(c) | SÖDERENERGI AB | FITTJAVERKET | 85639 | Sjöbodavägen 5 |  | NORSBORG | 14553 | 0 | 0 | 0 | 0 | n
SE | 2012 | SE4 | 2012SE4 | 2012-4 | 4 | Skogås värmeverk | 0126-81-003, Norsborg |  |  | 90 |  |  |  | 217.8 |  | 34.2 | 13.591 | 19.346 | 0.163
SE | 2012 | SE37 | 2012SE37 | 2012-37 | 37 | Nybro Energicentral | 0881-1067, Nybro |  |  | 89 |  | 717.84 |  | 6.984 |  |  | 7.2724 | 58.2943 | 0.5381
SE | 2012 | SE24 | 2012SE24 | 2012-24 | 24 | Idbäckens Kraftvärmeverk | 0480-101, Nyköping |  |  | 71.5 |  | 334.6488 |  | 4.4208 |  |  | 0.806 | 13.959 | 0.181 | Boilers incinerating waste are excluded | [6 empty] | 5.(b) | Vattenfall AB Värme Nyköping | Idbäckens Kraftvärmeverk | 41893 | Idbäcksvägen 14 |  | NYKÖPING | 61138 | 0 | 0 | 0 | 160 | n
SE | 2012 | SE116 | 2012SE116 | 2012-116 | 116 | Stora Enso Nymölla AB | 1272-101, Nymölla |  |  | 115 |  | 1501.2 |  | 138.96 |  | 68.4 | 81 | 81 | 14 | Pulp and paper plant. Recovery boilers and installations for post-combustion of odorous gases are excluded | [6 empty] | 6.(a) | Stora Enso Nymölla AB | STORA ENSO NYMÖLLA AB | 6391 | Nymölla |  | NYMÖLLA | 29580 | 607 | 586 | 0 | 776 | n
SE | 2012 | SE130 | 2012SE130 | 2012-130 | 130 | SCA Packaging Obbola AB | 2480-105-02, Obbola |  |  | 126 |  | 1155.6 |  | 68.04 |  |  | 11.8 | 63.9 | 6.3 | Pulp and paper plant. Recovery boilers and installations for post-combustion of odorous gases are excluded | [6 empty] | 6.(a) | SCA Packaging Obbola AB | SCA Packaging Obbola AB | 8108 | Linjevägen 33 |  | Obbola | 91341 | 267 | 0 | 0 | 505 | n
SE | 2012 | SE75 | 2012SE75 | 2012-75 | 75 | E.ON Värme Sverige AB Hetvattencentralen | 1880-136, Örebro |  |  | 140 |  |  |  | 17.28 |  |  | 3.074 | 2.258 | 0.06 | [7 empty] | 5.(d) | E.ON Värme Sverige AB | E.ON Värme Sverige AB, Hulinge Askdeponi | 41914 | Idrottsvägen 37 |  | Örebro | 70118 | 0 | 0 | 0 | 0 | n
SE | 2012 | SE74 | 2012SE74 | 2012-74 | 74 | E.ON Värme Sverige AB, Åbyverket | 1880-113, Örebro |  |  | 600 |  | 2609.28 | 533.52 | 1172.88 |  |  | 113.202 | 200.673 | 6.602 | [7 empty] | 1.(c) | E.ON Värme Sverige AB | E.ON Värme Sverige AB, Åbyverket | 7318 | Idrottsvägen 37 |  | ÖREBRO | 70118 | 201 | 0 | 0 | 432 | n
SE | 2012 | SE91 | 2012SE91 | 2012-91 | 91 | Kraftvärmeverket Övik Energi A | 2284-181, Örnsköldsvik |  |  | 146 |  | 2458.8 | 360 | 10.08 |  | 186.12 | 3.023 | 109.156 | 0.251
SE | 2012 | SE92 | 2012SE92 | 2012-92 | 92 | Panna P7 och P11 Övik Energi AB | 2284-208, Örnsköldsvik |  |  | 78 |  | 126 |  | 58.68 |  | 23.76 | 55.871 | 17.72 | 2.471
SE | 2012 | SE94 | 2012SE94 | 2012-94 | 94 | Minnesgärdet | 2380-117, Östersund |  |  | 115 |  | 73.08 |  | 2.7288 |  |  | 0.2 | 5.5 | 0.2 | [7 empty] | 1.(c) | Jämtkraft AB | Minnesgärdet | 159630 | Storsjöstråket |  | Östersund | 83131 | 0 | 0 | 0 | 0 | n
SE | 2012 | SE108 | 2012SE108 | 2012-108 | 108 | SSAB Oxelösund AB | 0481-104, Oxelösund |  | Iron/steel | 250 |  |  |  | 111.6 |  | 1494 | 88.1 | 75 | 33.1 | [7 empty] | 2.(b) | SSAB Oxelösund AB | SSAB Oxelösund AB | 539 | SSAB |  | OXELÖSUND | 00000 | 592 | 721 | 0 | 1540 | n
SE | 2012 | SE102 | 2012SE102 | 2012-102 | 102 | Piteå värmeverk | 2581-132, Piteå |  |  | 75 |  |  |  | 18.374 |  | 15.624 | 0.4806 | 1.554 | 0.1129
SE | 2012 | SE132 | 2012SE132 | 2012-132 | 132 | Smurfit Kappa Kraftliner Piteå | 2581-101, Piteå |  |  | 110 |  |  |  | 51.6686 |  |  | 14.022 | 12.919 |  | Pulp and paper plant. Recovery boilers and installations for post-combustion of odorous gases are excluded | [6 empty] | 6.(a) | Smurfit Kappa Kraftliner Piteå AB | Smurfit Kappa Kraftliner Piteå | 8235 | Kolugnsvägen 30 |  | PITEÅ | 94138 | 784 | 155 | 281 | 1240 | n
SE | 2012 | SE109 | 2012SE109 | 2012-109 | 109 | AB Sandvik Materials Technolog | 2181-101, Sandviken |  |  | 70 |  |  |  | 169.2 |  |  | 12 | 4.5 | 0.2 | [7 empty] | 2.(b) | Sandvik Materials Technology | AB Sandvik Materials Technolog | 7761 | SAKNAS |  | Sandviken | 81181 | 234 | 0 | 0 | 102 | n
SE | 2012 | SE85 | 2012SE85 | 2012-85 | 85 | Björksätra Kraftvärmeverk | 2181-109, Sandviken |  |  | 127.3 |  | 204.192 |  | 7.236 |  | 22.4964 | 0.056 | 15.139 | 0.253 | [7 empty] | 1.(c) | Sandviken Energi AB | Björksätra Kraftvärmeverk | 7762 | Smassens Väg 4 |  | SANDVIKEN | 81151 | 0 | 0 | 0 | 0 | n
SE | 2012 | SE20 | 2012SE20 | 2012-20 | 20 | Bristaverket | 0191-81-008, Sigtuna |  |  | 116 |  | 3430.8 |  | 7.2 |  | 0.0008748 | 1.5 | 77.3 | 2.4 | [7 empty] | 1.(c) | AB FORTUM VÄRME samägt med Stockholms stad | BRISTAVERKET | 195 | Returvägen |  | SIGTUNA | 19530 | 0 | 0 | 0 | 377 | n
SE | 2012 | SE113 | 2012SE113 | 2012-113 | 113 | Billerud Skärblacka AB | 0581-110, Skärblacka |  |  | 142 |  | 2202.12 |  | 16.2108 |  | 179.64 | 4.68 | 91 | 22.1 | Pulp and paper plant. Recovery boilers and installations for post-combustion of odorous gases are excluded | [6 empty] | 6.(a) | Billerud Skärblacka AB | Billerud Skärblacka AB | 1240 | Skärblacka Bruk |  | SKÄRBLACKA | 61710 | 469 | 164 | 338 | 933 | n
SE | 2012 | SE97 | 2012SE97 | 2012-97 | 97 | Hedensbyns kraftvärmeverk | 2482-137-01, Skellefteå |  |  | 135 |  | 1893.7656 | 299.5488 | 12.6072 |  |  | 31.718 | 104.469 | 5.034 | [7 empty] | 1.(c) | SKELLEFTEÅ KRAFT AB | HEDENSBYNS KRAFTVÄRMEVERK | 8115 | KANALGATAN 71 |  | SKELLEFTEÅ | 93180 | 104 | 0 | 0 | 229 | n
SE | 2012 | SE57 | 2012SE57 | 2012-57 | 57 | Skene värmeverk, Assbergsverke | 1463-1173, Skene |  |  | 69.3 |  | 507.6 |  | 2.16 |  |  | 6.966 | 28.772 | 24.386
SE | 2012 | SE119 | 2012SE119 | 2012-119 | 119 | Skoghalls Bruk | 1761-101, Skoghall |  |  | 231 |  | 2350.8 |  | 86.4 |  |  | 53.1 | 84.553 | 3.262 | Pulp and paper plant. Recovery boilers and installations for post-combustion of odorous gases are excluded | [6 empty] | 6.(a) | Stora Enso Skoghall AB | Skoghalls Bruk | 7184 | Bruksgatan |  | SKOGHALL | 66330 | 450 | 0 | 0 | 975 | n
SE | 2012 | SE71 | 2012SE71 | 2012-71 | 71 | Lövängsverket (f d Kärnsjukhus | 1496-1107, Skövde |  |  | 135.75 |  | 693.72 |  | 22.644 |  |  | 0.936 | 39.606 | 0.4985 | [7 empty] | 1.(c) | Skövde Värmeverk AB | Lövängsverket (f d Kärnsjukhus | 85674 | Fjärrvärmevägen 10 |  | Skövde | 54154 | 0 | 0 | 0 | 0 | n
SE | 2012 | SE111 | 2012SE111 | 2012-111 | 111 | Skutskärs Bruk | 0319-102, Skutskär |  |  | 95 |  | 1116.5 |  |  |  |  | 22 | 108 | 14.3 | Pulp and paper plant. Recovery boilers and installations for post-combustion of odorous gases are excluded | [6 empty] | 6.(a) | STORA ENSO PULP AB | Skutskärs Bruk | 482 | Skutskärs Bruk |  | SKUTSKÄR | 814 81 | 777 | 713 | 378 | 1670 | n
SE | 2012 | SE86 | 2012SE86 | 2012-86 | 86 | Granskärs kraftvärmeverk | 2182-121, Söderhamn |  |  | 77 |  | 92.88 |  | 0.252 |  | 1.2456 | 0.0064 | 4.339 | 0.293
SE | 2012 | SE14 | 2012SE14 | 2012-14 | 14 | Geneta panncentral | 0181-81-001, Södertälje |  |  | 100 |  |  |  | 0.04032 |  |  | 0.001008 | 0.00569 | 0.00046
SE | 2012 | SE15 | 2012SE15 | 2012-15 | 15 | Igelstaverket | 0181-81-003, Södertälje |  |  | 130 |  | 122.904 | 775.5156 |  |  |  | 56.658 | 60.724 | 0.31 | Boilers incinerating waste are excluded
SE | 2012 | SE17 | 2012SE17 | 2012-17 | 17 | Solnaverket | 0184-81-003, Solna |  |  | 373 |  | 1533.8268 |  | 54.3816 |  |  | 58.012 | 85.42 | 0.932 | [7 empty] | 1.(c) | NORRENERGI AB | SOLNAVERKET | 192 | Solna Strandväg 37 |  | SOLNA | 17154 | 0 | 0 | 0 | 148 | n
SE | 2012 | SE106 | 2012SE106 | 2012-106 | 106 | Akzo Nobel Functional Chemical | 1415-1111, Stenungsund |  |  | 74 |  |  |  | 36 |  | 543.6 | 0.545 | 28.76 | 0.162 | [7 empty] | 4.(a).(iv) | Akzo Nobel Functional Chemicals AB | Akzo Nobel Functional Chemical | 6721 | Uddevallavägen 17 |  | STENUNGSUND | 44485 | 0 | 0 | 0 | 0 | n
SE | 2012 | SE107 | 2012SE107 | 2012-107 | 107 | INEOS Sverige AB | 1415-1114, Stenungsund |  |  | 80 |  |  |  | 39.24 |  | 583.2 | 0.543 | 22.6 | 0.121 | [7 empty] | 4.(a).(viii) | INEOS Sverige AB | INEOS Sverige AB | 6723 | Hjälmarevägen |  | STENUNGSUND | 444 83 | 0 | 0 | 0 | 0 | n
SE | 2012 | SE56 | 2012SE56 | 2012-56 | 56 | Perstorp Oxo AB, Stenungsund | 1415-1110, Stenungsund |  |  | 90 | [5 empty] | 1550.628 |  | 77.421 | 4.593 | [7 empty] | 4.(a) | Perstorp Oxo AB | Perstorp Oxo AB, Stenungsund | 6720 | Sanden, Ödsmål |  | STENUNGSUND | 44485 | 0 | 0 | 0 | 100 | n
SE | 2012 | SE13 | 2012SE13 | 2012-13 | 13 | Farsta värmeverk | 0180-81-019, Stockholm |  |  | 75 |  |  |  | 0.036 |  |  | 0.00059 | 0.00271 | 0.0001
SE | 2012 | SE12 | 2012SE12 | 2012-12 | 12 | Hammarbyverket | 0180-81-008, Stockholm |  |  | 100 |  | 529.2 |  | 2.25 |  |  | 28.564 | 26.916 | 2.606 | [7 empty] | 1.(c) | AB FORTUM VÄRME samägt med Stockholms stad | HAMMARBYVERKET | 188 | Hammarbykajväg |  | STOCKHOLM | 12030 | 0 | 0 | 0 | 0 | n
SE | 2012 | SE10 | 2012SE10 | 2012-10 | 10 | Värtaverket | 0180-81-006, Stockholm |  |  | 1832 |  | 1003.32 | 5263.2 | 748.44 |  |  | 85.7922 | 269.157 | 4.1099 | [7 empty] | 1.(c) | AB FORTUM VÄRME samägt med Stockholms stad | VÄRTAVERKET | 187 | Jägmästargatan 2 |  | STOCKHOLM | 11577 | 277 | 0 | 0 | 625 | n
SE | 2012 | SE16 | 2012SE16 | 2012-16 | 16 | Sundbybergsverket | 0183-81-001, Sundbyberg |  |  | 149 |  | 77.1336 |  | 2.0736 |  |  | 1.317 | 7.636 | 0.263 | [7 empty] | 1.(c) | NORRENERGI AB | SUNDBYBERGSVERKET | 112502 | Dimslöjan 2 |  | SUNDBYBERG | 172 40 | 0 | 0 | 0 | 0 | n
SE | 2012 | SE128 | 2012SE128 | 2012-128 | 128 | Ortvikens pappersbruk | 2281-101, Sundsvall |  |  | 220 |  | 2476.8 |  | 203.4 |  | 187.2 | 42.5 | 167.8 | 25.3 | Pulp and paper plant. Recovery boilers and installations for post-combustion of odorous gases are excluded
SE | 2012 | SE90 | 2012SE90 | 2012-90 | 90 | Sundsvall Energi AB, Korstaver | 2281-121, Sundsvall |  |  | 361 |  |  |  | 411.84 |  |  | 47.608 | 29.842 | 1.968 | Boilers incinerating waste are excluded | [6 empty] | 1.(c) | Sundsvall Energi AB | Sundsvall Energi AB, Korstaver | 7918 | Sjöfartsvägen 1 |  | SUNDSVALL | 85634 | 0 | 0 | 0 | 242 | n
SE | 2012 | SE89 | 2012SE89 | 2012-89 | 89 | Sundsvall Energi AB, Nackstave | 2281-119, Sundsvall |  |  | 92 |  |  |  | 0.72 |  |  | 0.02 | 0.085
SE | 2012 | SE127 | 2012SE127 | 2012-127 | 127 | Östrands massafabrik | 2262-101, Timrå |  |  | 155 |  | 1757.8116 |  | 101.0448 |  |  | 2.425 | 123.721 | 13.757 | Pulp and paper plant. Recovery boilers and installations for post-combustion of odorous gases are excluded | [6 empty] | 6.(a) | SCA Graphic Sundsvall AB | SCA Östrands massafabrik | 7891 | Östrand sulfatfabrik |  | TIMRÅ | 86132 | 706 | 167 | 0 | 1240 | n
SE | 2012 | SE33 | 2012SE33 | 2012-33 | 33 | Värmeverket Södra Vakten 17 | 0687-81-001, Tranås |  |  | 86 |  | 498.204 |  | 18.9 |  |  | 0.37 | 43.25 | 0.286
SE | 2012 | SE67 | 2012SE67 | 2012-67 | 67 | Stallbacka Värmeverk | 1488-1403, Trollhättan |  |  | 96 |  | 814.68 |  |  |  |  | 9.2 | 60.55 | 10.966 | [7 empty] | 1.(c) | Trollhättan Energi AB | Stallbacka Värmeverk | 42009 | Stallbackavägen 13 |  | Trollhättan | 46138 | 0 | 0 | 0 | 0 | n
SE | 2012 | SE68 | 2012SE68 | 2012-68 | 68 | Värmecentral Lextorp | 1488-1404, Trollhättan |  |  | 65 |  | 555.12 |  | 3.06 |  |  | 11.226 | 32.428 | 0.617
SE | 2012 | SE7 | 2012SE7 | 2012-7 | 7 | Bollmora värmeverk | 0138-81-001, Tyresö |  |  | 70 |  | 61.92 |  | 0.9 |  |  | 0.146 | 4.058 | 0.3 | [7 empty] | 1.(c) | VATTENFALL AB VÄRME DREFVIKEN | BOLLMORA VÄRMEVERK | 85651 | Granängsvägen 7 |  | Tyresö | 13545 | 0 | 0 | 0 | 0 | n
SE | 2012 | SE65 | 2012SE65 | 2012-65 | 65 | Brattåsverket | 1485-1120, Uddevalla |  |  | 90 |  |  |  | 0.009 |  |  | 0.005 | 0.021 | 0.003
SE | 2012 | SE95 | 2012SE95 | 2012-95 | 95 | Ålidehemsanläggningen | 2480-137-01, Umeå |  |  | 230 |  | 579.6 |  | 57.6 |  |  | 10.785 | 44.076 | 0.256 | [7 empty] | 1.(c) | UMEÅ ENERGI AB | ÅLIDHEMSANLÄGGNINGEN | 8109 | Doktorsvägen 6 |  | Umeå | 90734 | 0 | 0 | 0 | 0 | n
SE | 2012 | SE96 | 2012SE96 | 2012-96 | 96 | Dåva kraftvärmeverk | 2480-137-06, Umeå |  |  | 125 |  | 1778.4 | 140.4 | 40.32 |  |  | 0.5822 | 27.837 | 4.518 | Boilers incinerating waste are excluded | [6 empty] | 1.(c) | UMEÅ ENERGI AB | DÅVA KRAFTVÄRMEVERK | 8110 | Dåva Energiväg 1 |  | Umeå | 90595 | 0 | 0 | 0 | 432 | n
SE | 2012 | SE1 | 2012SE1 | 2012-1 | 1 | Vilundaverket | 0114-81-001, Upplands Väsby |  |  | 117 |  | 155.16 |  | 27 |  |  | 3.8 | 16.5 | 1.4 | [7 empty] | 5.(c) | Skrotfrag AB | Skrotfrag AB | 85643 | Stokkebyes Kvarnväg 15 |  | ANGERED | 42438 | 0 | 0 | 0 | 0 | l
SE | 2012 | SE21 | 2012SE21 | 2012-21 | 21 | Boländeranläggningarna, Kraftvärmeverket o Bolandv | 0380-57-001, Uppsala |  |  | 850 | Yes | 730.4292 | 2029.2912 | 287.7804 |  |  | 231.53 | 64.6875 | 3.337 | [7 empty] | 1.(c) | Vattenfall AB Heat nordic Uppsala | Boländeranläggningarna, Kraftvärmeverket o Bolandv | 492 | Bolandsgatan 13 |  | UPPSALA | 753 23 | 0 | 232 | 0 | 288 | n
SE | 2012 | SE22 | 2012SE22 | 2012-22 | 22 | Husbyborgsverket | 0380-57-002, Uppsala |  |  | 165 |  |  |  | 75.96 |  |  | 0.93 | 5.009 | 0.036
SE | 2012 | SE125 | 2012SE125 | 2012-125 | 125 | Vallviks Bruk | 2182-105, Vallvik |  |  | 67 |  | 357.12 |  | 3.24 |  |  | 23.4 | 14.18 | 6.441 | Pulp and paper plant. Recovery boilers and installations for post-combustion of odorous gases are excluded | [6 empty] | 6.(a) | Vallviks Bruk | Vallviks Bruk | 7764 | Vallvik |  | VALLVIK | 82021 | 321 | 0 | 55.4 | 581 | n
SE | 2012 | SE66 | 2012SE66 | 2012-66 | 66 | Värmecentral Önafors | 1487-1401, Vänersborg |  |  | 60 |  | 210.6 |  |  |  |  | 0.087 | 22.5 | 4.435 | [7 empty] | 1.(c) | Vattenfall AB Energi | Värmecentral Önafors | 193227 | Bruksvägen 40 |  | VÄNERSBORG | 46254 | 0 | 0 | 0 | 0 | n
SE | 2012 | SE118 | 2012SE118 | 2012-118 | 118 | Södra Cell Värö | 1383-113, Väröbacka |  |  | 49 |  | 291.6 |  | 6.84 |  |  | 3.6 | 21.134 | 37.4 | Pulp and paper plant. Recovery boilers and installations for post-combustion of odorous gases are excluded | [6 empty] | 6.(a) | Södra Cell AB | Södra Cell Värö | 6649 | Södra Cell Värö |  | VÄRÖBACKA | 43286 | 527 | 151 | 105 | 1060 | n
SE | 2012 | SE77 | 2012SE77 | 2012-77 | 77 | HVG-stationen | 1980-57-004, Västerås |  |  | 140 |  |  |  | 0.7344 |  |  | 0.01 | 0.045 | 0.001
SE | 2012 | SE76 | 2012SE76 | 2012-76 | 76 | Västerås kraftvärmeverk | 1980-113, Västerås |  |  | 1820 |  | 406.8 | 4237.2 | 270 |  |  | 119.011 | 193.674 | 5.364 | Boilers incinerating waste are excluded | [6 empty] | 1.(c) | Mälarenergi AB | Västerås kraftvärmeverk | 7417 | Sjöhagsvägen 23 |  | VÄSTERÅS | 72103 | 245 | 0 | 0 | 907 | n
SE | 2012 | SE34 | 2012SE34 | 2012-34 | 34 | Sandviksverket | 0780-116, Växjö |  |  | 325 |  | 2626.884 | 168.3 | 185.4 |  |  | 5.179 | 80.268 | 2.413 | [7 empty] | 1.(c) | Växjö Energi AB | Sandviksverket | 41949 | Kraftverksgatan 1 |  | VÄXJÖ | 351 06 | 0 | 0 | 0 | 308 | n
SE | 2012 | SE38 | 2012SE38 | 2012-38 | 38 | Vattenfall Visby Kraftvärmeverk | 0980-110, Visby |  |  | 88 |  |  |  | 1.368 |  |  | 0.0189 | 0.284 | 0.025
SE | 2012 | SE49 | 2012SE49 | 2012-49 | 49 | Värmeverket Anoden | 1286-137B, Ystad |  |  | 67 |  | 429.7608 |  | 5.5836 |  | 3.0204 | 0.708 | 33.614 | 17.749
[39 empty] | 135 | total
[39 empty] | 0 | p
[39 empty] | 94 | n
[39 empty] | 0 | m
[39 empty] | 1 | l
Note on U2: Ioanna Kourti: Comments prefixed with "AMEC" are comments by AMEC.
Note on Z2: Ioanna Kourti: Notes in this column which state a pollutant indicate that the ELVs for that pollutants do not apply until the specified date.

## SI
[28 empty] | E-PRTR | [10 empty] | method (p=postal code, n=plants'/facilities' names and addresses, m=manually, l=same linkage as for 2008 data)
MS | Year | Master LCP ID | Unique ID | ID per MS | Plant Number | Plant name | Plant location | Status of the plant | Sector | MWth | Gas turbine | Biomass (TJ) | Other solid fuels (TJ) | Liquid fuels (TJ) | Natural gas (TJ) | Other gases (TJ) | SO2 (t) | NOx (t) | Dust (t) | Further explanations or comments by MS | NERP | TNP | IED Article 33 potential opt-outs | Small isolated systems | Accession Treaty | Currently closed? - Year of closure if known | ActivityCode | ParentCompanyName | FacilityName | FacilityID | StreetName | BuildingNumber | City | PostalCode | NOX(t) | SOX(t) | PM10(t) | CO2(kt)
SI | 2012 | SI1 | 2012SI1 | 2012-1 | 1 | TEŠ A | ŠOŠTANJ, CESTA LOLE RIBARJA 18, 3325 ŠOŠTANJ | Art 4(3) - existing plants | ESI | 105 | No | 0 | 0 | 0 | 0 | 0 | 0 | 0 | 0 | [7 empty] | 1.(c) | Termoelektrarna Šoštanj d.o.o. | Termoelektrarna Šoštanj d.o.o. | 7125 | Cesta Lole Ribarja | 18 | Šoštanj | 3310 | 7010 | 4000 | 182 | 4550 | n
SI | 2012 | SI2 | 2012SI2 | 2012-2 | 2 | TEŠ B | ŠOŠTANJ, CESTA LOLE RIBARJA 18, 3325 ŠOŠTANJ | Art 4(3) - existing plants | ESI | 1095 | No | 0 | 19313 | 13.77 | 0 | 0 | 1809.0003 | 3259.0006 | 138.9999 | [7 empty] | 1.(c) | Termoelektrarna Šoštanj d.o.o. | Termoelektrarna Šoštanj d.o.o. | 7125 | Cesta Lole Ribarja | 18 | Šoštanj | 3310 | 7010 | 4000 | 182 | 4550 | n
SI | 2012 | SI3 | 2012SI3 | 2012-3 | 3 | TEŠ C | ŠOŠTANJ, CESTA LOLE RIBARJA 18, 3325 ŠOŠTANJ | Art 4(3) - existing plants | ESI | 920 | No | 0 | 22496.27 | 7.39 | 0 | 0 | 2189 | 3693 | 88 | [7 empty] | 1.(c) | Termoelektrarna Šoštanj d.o.o. | Termoelektrarna Šoštanj d.o.o. | 7125 | Cesta Lole Ribarja | 18 | Šoštanj | 3310 | 7010 | 4000 | 182 | 4550 | n
SI | 2012 | SI4 | 2012SI4 | 2012-4 | 4 | TE-TOL D | LJUBLJANA, TOPLARNIŠKA ULICA 19, 1000 LJUBLJANA | Art 4(3) - existing plants | CHP | 481 | No | 753.1 | 6911.4 | 7.2 | 0 | 0 | 419 | 998 | 20.99 | [7 empty] | 1.(c) | Termoelektrarna Toplarna Ljubljana, d.o.o. | Termoelektrarna Toplarna Ljubljana, d.o.o. | 7229 | Toplarniška ulica | 19 | Ljubljana | 1000 | 998 | 419 | 0 | 750 | p
SI | 2012 | SI5 | 2012SI5 | 2012-5 | 5 | TE-TOL E | LJUBLJANA, TOPLARNIŠKA ULICA 19, 1000 LJUBLJANA | Art 4(3) - existing plants | District heating | 132 | No | 0 | 0 | 0 | 0 | 0 | 0 | 0 | 0 | [7 empty] | 1.(c) | Termoelektrarna Toplarna Ljubljana, d.o.o. | Termoelektrarna Toplarna Ljubljana, d.o.o. | 7229 | Toplarniška ulica | 19 | Ljubljana | 1000 | 998 | 419 | 0 | 750 | p
SI | 2012 | SI6 | 2012SI6 | 2012-6 | 6 | TET F | TRBOVLJE, OB ŽELEZNICI 27, 1420 TRBOVLJE | Art 4(3) - existing plants | ESI | 350 | No | 0 | 6289.58 | 25.72 | 0 | 0 | 1743 | 1221 | 126 | [7 empty] | 1.(c) | Termoelektrarna Trbovlje, d.o.o. | Termoelektrarna Trbovlje, d.o.o. | 7333 | Ob železnici | 27 | Trbovlje | 1420 | 1220 | 1740 | 101 | 636 | p
SI | 2012 | SI7 | 2012SI7 | 2012-7 | 7 | JPE G | LJUBLJANA, VEROVŠKOVA ULICA 70 1000 LJUBLJANA | Art 4(3) - existing plants | District heating | 286.5 | No | 0 | 0 | 0 | 0.34 | 0 | 0.0001 | 0.0377 | 0.0001
SI | 2012 | SI8 | 2012SI8 | 2012-8 | 8 | JPE H | LJUBLJANA, VEROVŠKOVA ULICA 70 1000 LJUBLJANA | Art 4(3) - existing plants | District heating | 127.5 | No | 0 | 0 | 0 | 135.992 | 0 | 0.031 | 5.082 | 0.027
SI | 2012 | SI9 | 2012SI9 | 2012-9 | 9 | TOM I | MARIBOR, JADRANSKA CESTA 28, 2000 MARIBOR | Art 4(3) - existing plants | CHP | 122 | No | 0 | 0 | 0 | 171.327 | 0 | 0 | 4.726 | 0 | [7 empty] | 1.(c) | Javno podjetje Energetika Maribor d.o.o. | Javno podjetje Energetika Maribor d.o.o. | 23136 | Jadranska cesta | 28 | Maribor | 2000 | 0 | 0 | 0 | 0 | p
SI | 2012 | SI10 | 2012SI10 | 2012-10 | 10 | TEB J | KRŠKO CESTA PRVIH BORCEV 18 8280 BRESTANICA | Art 2(7j) | ESI | 81.6 | Yes | 0 | 0 | 5.24 | 0 | 0 | 0 | 1.87 | 0
SI | 2012 | SI11 | 2012SI11 | 2012-11 | 11 | TEB K | KRŠKO CESTA PRVIH BORCEV 18 8280 BRESTANICA | Art 2(7j) | ESI | 81.6 | Yes | 0 | 0 | 1.04 | 6 | 0 | 0 | 1.754 | 0
SI | 2012 | SI12 | 2012SI12 | 2012-12 | 12 | TEB L | KRŠKO CESTA PRVIH BORCEV 18 8280 BRESTANICA | Art 2(7j) | ESI | 81.6 | Yes | 0 | 0 | 1.49 | 6.1 | 0 | 0 | 2.102 | 0
SI | 2012 | SI13 | 2012SI13 | 2012-13 | 13 | TEB M | KRŠKO CESTA PRVIH BORCEV 18 8280 BRESTANICA | Art 2(7j) | ESI | 349 | Yes | 0 | 0 | 25.59 | 61.18 | 0 | 0.303 | 6.041 | 0
SI | 2012 | SI14 | 2012SI14 | 2012-14 | 14 | TEB N | KRŠKO CESTA PRVIH BORCEV 18 8280 BRESTANICA | Art 2(7j) | ESI | 349 | Yes | 0 | 0 | 8.03 | 22.15 | 0 | 0.083 | 2.185 | 0
SI | 2012 | SI15 | 2012SI15 | 2012-15 | 15 | TEŠ O | ŠOŠTANJ, CESTA LOLE RIBARJA 18, 3325 ŠOŠTANJ | Art 4(2) - new-new plants | CHP | 120 | Yes | 0 | 0 | 0 | 892.03 | 0 | 0.396 | 33.9 | 0.313 | [7 empty] | 1.(c) | Termoelektrarna Šoštanj d.o.o. | Termoelektrarna Šoštanj d.o.o. | 7125 | Cesta Lole Ribarja | 18 | Šoštanj | 3310 | 7010 | 4000 | 182 | 4550 | n
SI | 2012 | SI16 | 2012SI16 | 2012-16 | 16 | TEŠ P | ŠOŠTANJ, CESTA LOLE RIBARJA 18, 3325 ŠOŠTANJ | Art 4(2) - new-new plants | CHP | 120 | Yes | 0 | 0 | 0 | 1001.53 | 0 | 0.443 | 24.1 | 0.223 | [7 empty] | 1.(c) | Termoelektrarna Šoštanj d.o.o. | Termoelektrarna Šoštanj d.o.o. | 7125 | Cesta Lole Ribarja | 18 | Šoštanj | 3310 | 7010 | 4000 | 182 | 4550 | n
SI | 2012 | SI17 | 2012SI17 | 2012-17 | 17 | VIPAP R | KRŠKO, TOVARNIŠKA ULICA 18, 8270 KRŠKO | Art 4(3) - existing plants | Other (non refineries) | 56 | No | 181.22 | 1282.15 | 3.24 | 0 | 0 | 124.389 | 263.92 | 8.532 | [7 empty] | 6.(b) | VIPAP VIDEM KRŠKO d.d. | VIPAP VIDEM KRŠKO d.d. | 7784 | Tovarniška | 18 | Krško | 8270 | 318 | 0 | 0 | 193 | p
SI | 2012 | SI18 | 2012SI18 | 2012-18 | 18 | VIPAP S | KRŠKO, TOVARNIŠKA ULICA 18, 8270 KRŠKO | Art 4(1) - old-new plants | Other (non refineries) | 60.7 | No | 0 | 0 | 4.7 | 10.5 | 0 | 0.003 | 0.645 | 0.002 | [7 empty] | 6.(b) | VIPAP VIDEM KRŠKO d.d. | VIPAP VIDEM KRŠKO d.d. | 7784 | Tovarniška | 18 | Krško | 8270 | 318 | 0 | 0 | 193 | p
[39 empty] | 18 | total
[39 empty] | 6 | p
[39 empty] | 5 | n
[39 empty] | 0 | m
[39 empty] | 0 | l
Note on U2: Ioanna Kourti: Comments prefixed with "AMEC" are comments by AMEC.
Note on Z2: Ioanna Kourti: Notes in this column which state a pollutant indicate that the ELVs for that pollutants do not apply until the specified date.

## SK
[28 empty] | E-PRTR | [10 empty] | method (p=postal code, n=plants'/facilities' names and addresses, m=manually, l=same linkage as for 2008 data)
MS | Year | Master LCP ID | Unique ID | ID per MS | Plant Number | Plant name | Plant location | Status of the plant | Sector | MWth | Gas turbine | Biomass (TJ) | Other solid fuels (TJ) | Liquid fuels (TJ) | Natural gas (TJ) | Other gases (TJ) | SO2 (t) | NOx (t) | Dust (t) | Further explanations or comments by MS | NERP | TNP | IED Article 33 potential opt-outs | Small isolated systems | Accession Treaty | Currently closed? - Year of closure if known | ActivityCode | ParentCompanyName | FacilityName | FacilityID | StreetName | BuildingNumber | City | PostalCode | NOX(t) | SOX(t) | PM10(t) | CO2(kt)
SK | 2012 | SK3 | 2012SK3 | 2012-3 | 3 | CM European power Slovakia, s. r. o. - Tepláreň K1-5+K7-8 | Bratislava | Art 4(3) - existing plants | Refineries | 867.8 | No | 0 | 0 | 9728.6406 | 304.8679 | 159.9306 | 1609.155 | 1119.78 | 54.204 | plant was extended * | [6 empty] | 1.(c) | CM European Power Slovakia s.r.o. | CM European Power Slovakia s.r.o. | 100144 | Vlčie hrdlo | 1 | Bratislava | 82412 | 1120 | 1610 | 0 | 801 | n
SK | 2012 | SK4 | 2012SK4 | 2012-4 | 4 | CM European power Slovakia, s. r. o. - Tepláreň BC kotol K11-14 | Bratislava | Art 4(3) - existing plants | Refineries | 91.6 | No | 0 | 0 | 6.4176 | 0.20111 | 0.1055 | 0.006224 | 1.141 | 0.051863 | [7 empty] | 1.(c) | CM European Power Slovakia s.r.o. | CM European Power Slovakia s.r.o. | 100144 | Vlčie hrdlo | 1 | Bratislava | 82412 | 1120 | 1610 | 0 | 801 | n
SK | 2012 | SK5 | 2012SK5 | 2012-5 | 5 | Bratislavská teplárenská, a.s. TEPLÁREŇ II - východ - K5 | Bratislava | Art 4(3) - existing plants | CHP | 64 | No | 0 | 0 | 0 | 210.7496 | 0 | 0.055807 | 10.2312 | 0.46506 | [7 empty] | 1.(c) | Bratislavská teplárenská a.s. | Bratislavská teplárenská a.s.-Tepláreň Bratislava II | 9132 | Turbínová | 3 | Bratislava | 83226 | 0 | 0 | 0 | 0 | n
SK | 2012 | SK6 | 2012SK6 | 2012-6 | 6 | Bratislavská teplárenská, a.s. TEPLÁREŇ II - východ - K6 | Bratislava | Art 4(3) - existing plants | CHP | 64 | No | 0 | 0 | 18.737 | 276.2703 | 0 | 5.4658 | 17.2965 | 1.9349 | [7 empty] | 1.(c) | Bratislavská teplárenská a.s. | Bratislavská teplárenská a.s.-Tepláreň Bratislava II | 9132 | Turbínová | 3 | Bratislava | 83226 | 0 | 0 | 0 | 0 | n
SK | 2012 | SK7 | 2012SK7 | 2012-7 | 7 | Bratislavská teplárenská, a.s. TEPLÁREŇ II - východ - K8+K9 | Bratislava | Art 4(3) - existing plants | CHP | 114 | No | 0 | 0 | 0 | 0 | 0 | 0 | 0 | 0 | plant was not operated | [6 empty] | 1.(c) | Bratislavská teplárenská a.s. | Bratislavská teplárenská a.s.-Tepláreň Bratislava II | 9132 | Turbínová | 3 | Bratislava | 83226 | 0 | 0 | 0 | 0 | n
SK | 2012 | SK8 | 2012SK8 | 2012-8 | 8 | PALMA - GROUP a.s. Bratislava kotolňa | Bratislava | Art 4(3) - existing plants | Other (non refineries) | 59.3 | No | 0 | 0 | 0 | 165.0172 | 0 | 0.043861 | 8.0412 | 0.36551 | [7 empty] | 8.(b).(ii) | PALMA Group a.s. | Palma - Group a.s - výroba jedlých rastl.tukov a olejov, Olejkáreň, Rafinéria | 22979 | Račianska | 76 | Bratislava | 83604 | 0 | 0 | 0 | 0 | n
SK | 2012 | SK9 | 2012SK9 | 2012-9 | 9 | PPC Energy, a.s. 58 MW zdroj | Bratislava | Art 4(2) - new-new plants | ESI | 130 | Yes | 0 | 0 | 0 | 27.437 | 0 | 0.007255 | 1.0439 | 0.060462
SK | 2012 | SK10 | 2012SK10 | 2012-10 | 10 | PPC POWER, a.s. paroplynový cyklus | Bratislava | Art 4(1) - old-new plants | CHP | 475 | Yes | 0 | 0 | 0 | 7557.18 | 0 | 2.0112 | 444.965 | 16.7604 | [7 empty] | 1.(c) | PPC Power, a.s. | PPC Power a.s. | 9134 | Magnetová | 12 | Bratislava | 83104 | 445 | 0 | 0 | 423 | n
SK | 2012 | SK12 | 2012SK12 | 2012-12 | 12 | Bratislavská teplárenská, a.s. Tepláreň 1 - západ | Bratislava | Art 4(3) - existing plants | CHP | 262 | No | 0 | 0 | 1.0741 | 1270.1665 | 0 | 0.57424 | 72.6475 | 2.8477 | boilers K4+K5 was not operated
SK | 2012 | SK11 | 2012SK11 | 2012-11 | 11 | VOLKSWAGEN SLOVAKIA, a.s. Kotolňa E5 | Bratislava - Devínska Nová Ves | Art 4(3) - existing plants | Other (non refineries) | 147 | No | 0 | 0 | 0 | 770.1048 | 0 | 0.20305 | 45.298 | 1.6921 | plant was extended * | [6 empty] | 9.(c) | VOLKSWAGEN SLOVAKIA, a.s., | VOLKSWAGEN SLOVAKIA, a.s., závod Bratislava | 10601 | J. Jonáša | does not exist | Bratislava | 84108 | 116 | 0 | 0 | 0 | n
SK | 2012 | SK1 | 2012SK1 | 2012-1 | 1 | Bratislavská teplárenská, a. s. Výhrevňa JUH | Bratislava - Ružinov | Art 4(3) - existing plants | District heating | 254 | No | 0 | 0 | 28.0296 | 29.955 | 0 | 12.5114 | 7.2997 | 2.0587
SK | 2012 | SK2 | 2012SK2 | 2012-2 | 2 | Slovnaft Petrochemicals, s.r.o. - P 231100 Etylénová jednotka - BA110 | Bratislava - Ružinov | Art 4(3) - existing plants | Other (non refineries) | 111.41 | No | 0 | 0 | 0 | 359.298 | 1152.101 | 0.645 | 58.661 | 2.852 | [7 empty] | 1.(a) | Slovnaft, a.s. | Slovnaft, a.s. | 9119 | Vlčie hrdlo | 1 | Bratislava | 82412 | 617 | 1410 | 0 | 999 | n
SK | 2012 | SK21 | 2012SK21 | 2012-21 | 21 | HANDLOVSKÁ ENERGETIKA, s.r.o. Tepláreň Handlová - K1, K5-K6 | Handlová | Art 4(3) - existing plants | District heating | 125 | No | 0 | 0 | 0 | 0 | 0 | 0 | 0 | 0 | plant was not operated
SK | 2012 | SK52 | 2012SK52 | 2012-52 | 52 | BUKÓZA ENERGO, a.s. - Energetický celok K1+ K2 | Hencovce | Art 4(3) - existing plants | CHP | 244 | No | 795.5 | 2107.98 | 0 | 23.5866 | 0 | 1205.9055 | 657.5811 | 98.7836 | K1 was not operated | [6 empty] | 1.(c) | BUKÓZA ENERGO a.s. | BUKÓZA ENERGO a.s. - Uhoľný kotol K2 | 159708 | Hencovská | 2073 | Hencovce | 09302 | 329 | 603 | 0 | 196 | n
SK | 2012 | SK50 | 2012SK50 | 2012-50 | 50 | CHEMES, a.s. HUMENNÉ TEPLÁREŇ K4+K5+K8 | Humenné | Art 4(3) - existing plants | CHP | 195.4 | No | 38.787 | 644.809 | 121.4896 | 138.3943 | 0 | 44.0154 | 1.3461 | 18.8323 | [7 empty] | 1.(c) | Chemes, a.s. | Chemes, a.s., tepláreň a skládka Udavské | 10253 | Chemlonská | 1 | Humenné | 06633 | 0 | 0 | 0 | 0 | n
SK | 2012 | SK28 | 2012SK28 | 2012-28 | 28 | eustream, a.s. Závod 04, Kompresorová stanica - turbína 23 | Ivanka pri Nitre | Art 4(3) - existing plants | Other (non refineries) | 61.178 | Yes | 0 | 0 | 0 | 0.35984 | 0 | 6.0228e-07 | 0.056 | 0 | [7 empty] | 1.(c) | eustream, a.s. | eustream, a.s. - Kompresorová stanica č. 4 | 9168 | Mojmírovská cesta | 11 | Ivánka pri Nitre | 95112 | 0 | 0 | 0 | 0 | n
SK | 2012 | SK29 | 2012SK29 | 2012-29 | 29 | eustream, a.s. Závod 04, Kompresorová stanica - turbína 24 | Ivanka pri Nitre | Art 4(3) - existing plants | Other (non refineries) | 61.178 | Yes | 0 | 0 | 0 | 11.6036 | 0 | 1.9421e-05 | 3.9 | 0 | [7 empty] | 1.(c) | eustream, a.s. | eustream, a.s. - Kompresorová stanica č. 4 | 9168 | Mojmírovská cesta | 11 | Ivánka pri Nitre | 95112 | 0 | 0 | 0 | 0 | n
SK | 2012 | SK30 | 2012SK30 | 2012-30 | 30 | eustream, a.s. Závod 04, Kompresorová stanica - turbína 25 | Ivanka pri Nitre | Art 4(3) - existing plants | Other (non refineries) | 61.178 | Yes | 0 | 0 | 0 | 18.6205 | 0 | 3.1166e-05 | 4.17 | 0 | [7 empty] | 1.(c) | eustream, a.s. | eustream, a.s. - Kompresorová stanica č. 4 | 9168 | Mojmírovská cesta | 11 | Ivánka pri Nitre | 95112 | 0 | 0 | 0 | 0 | n
SK | 2012 | SK31 | 2012SK31 | 2012-31 | 31 | eustream, a.s. Závod 04, Kompresorová stanica - turbína 26 | Ivanka pri Nitre | Art 4(3) - existing plants | Other (non refineries) | 61.178 | Yes | 0 | 0 | 0 | 14.1868 | 0 | 2.3745e-05 | 5.821 | 0 | [7 empty] | 1.(c) | eustream, a.s. | eustream, a.s. - Kompresorová stanica č. 4 | 9168 | Mojmírovská cesta | 11 | Ivánka pri Nitre | 95112 | 0 | 0 | 0 | 0 | n
SK | 2012 | SK70 | 2012SK70 | 2012-70 | 70 | eustream, a.s. Cooper Rolls CR-1 | Jablonov nad Turňou | Art 4(1) - old-new plants | Other (non refineries) | 74.987 | Yes | 0 | 0 | 0 | 110.8295 | 0 | 0.000186 | 8.871 | 0 | [7 empty] | 1.(c) | eustream, a.s. | eustream, a.s. - Kompresorová stanica č. 2 | 10267 | does not exist | does not exist | Jablonov nad Turňou | 04943 | 0 | 0 | 0 | 0 | n
SK | 2012 | SK71 | 2012SK71 | 2012-71 | 71 | eustream, a.s. Nuovo Pignone | Jablonov nad Turňou | Art 4(3) - existing plants | Other (non refineries) | 62.2 | Yes | 0 | 0 | 0 | 16.3934 | 0 | 2.7e-05 | 5.104 | 0 | [7 empty] | 1.(c) | eustream, a.s. | eustream, a.s. - Kompresorová stanica č. 2 | 10267 | does not exist | does not exist | Jablonov nad Turňou | 04943 | 0 | 0 | 0 | 0 | n
SK | 2012 | SK72 | 2012SK72 | 2012-72 | 72 | eustream, a.s. Cooper Rolls CR-2 | Jablonov nad Turňou | Art 4(1) - old-new plants | Other (non refineries) | 74.987 | Yes | 0 | 0 | 0 | 126.3641 | 0 | 0.000212 | 7.785 | 0 | [7 empty] | 1.(c) | eustream, a.s. | eustream, a.s. - Kompresorová stanica č. 2 | 10267 | does not exist | does not exist | Jablonov nad Turňou | 04943 | 0 | 0 | 0 | 0 | n
SK | 2012 | SK53 | 2012SK53 | 2012-53 | 53 | U. S. Steel Košice, s.r.o. DZ Energetika - kotolňa teplárne K1-5 | Košice | Art 4(3) - existing plants | Iron/steel | 917.3 | No | 0 | 7941.2743 | 0 | 669.8019 | 11187.2681 | 2801.679 | 2482.132 | 47.586 | plant was extended * | [6 empty] | 2.(b) | U.S.Steel s.r.o. | U.S.Steel s.r.o. | 10251 | Vstupný areál | does not exist | Košice | 04454 | 6320 | 8510 | 0 | 8810 | n
SK | 2012 | SK54 | 2012SK54 | 2012-54 | 54 | U. S. Steel Košice, s.r.o. DZ Energetika - kotolňa teplárne K6 | Košice | Art 4(3) - existing plants | Iron/steel | 163.6 | No | 0 | 3561.9406 | 0 | 22.9223 | 699.8155 | 1052.966 | 807.237 | 36.65 | [7 empty] | 2.(b) | U.S.Steel s.r.o. | U.S.Steel s.r.o. | 10251 | Vstupný areál | does not exist | Košice | 04454 | 6320 | 8510 | 0 | 8810 | n
SK | 2012 | SK55 | 2012SK55 | 2012-55 | 55 | Tepláreň Košice, a.s. TEKO - Plant 3 | Košice | Art 4(3) - existing plants | CHP | 323.28 | No | 0 | 3884.3994 | 0 | 390.0496 | 0 | 1159.757 | 1187.328 | 91.362 | [7 empty] | 1.(c) | Tepláreň Košice a.s. | Tepláreň Košice a.s. | 10265 | Teplárenská | 3 | Košice | 04292 | 1330 | 1210 | 0 | 490 | n
SK | 2012 | SK56 | 2012SK56 | 2012-56 | 56 | Tepláreň Košice, a.s. TEKO - Plant 1 | Košice | Art 4(3) - existing plants | CHP | 131.07 | No | 0 | 0 | 0 | 23.2411 | 0 | 0.0064512 | 1.1827 | 0.05376 | plant is opted out (Art.4-4) | [6 empty] | 1.(c) | Tepláreň Košice a.s. | Tepláreň Košice a.s. | 10265 | Teplárenská | 3 | Košice | 04292 | 1330 | 1210 | 0 | 490 | n
SK | 2012 | SK57 | 2012SK57 | 2012-57 | 57 | Tepláreň Košice, a.s. TEKO - Plant 2 | Košice - Juh | Art 4(3) - existing plants | CHP | 238.28 | No | 0 | 0 | 0 | 1595.6827 | 0 | 0.44293 | 68.8972 | 3.691 | plant is opted out (Art.4-4) | [6 empty] | 1.(c) | Tepláreň Košice a.s. | Tepláreň Košice a.s. | 10265 | Teplárenská | 3 | Košice | 04292 | 1330 | 1210 | 0 | 490 | n
SK | 2012 | SK25 | 2012SK25 | 2012-25 | 25 | Slovintegra Energy, s.r.o. - Kotolňa - K2-K3 | Levice | Art 4(1) - old-new plants | CHP | 79.6 | No | 0 | 0 | 0 | 0.21214 | 0 | 5.5933e-05 | 0.010254 | 0.00046611 | [7 empty] | 1.(c) | SLOVINTEGRA ENERGY s.r.o. | SLOVINTEGRA ENERGY s.r.o. - PPC 80 Mwe | 83154 | Priemyselný park Geňa | does not exist | Levice | 93401 | 141 | 0 | 0 | 187 | n
SK | 2012 | SK26 | 2012SK26 | 2012-26 | 26 | Slovintegra Energy, s.r.o. plynová turbína ST1 | Levice | Art 4(2) - new-new plants | CHP | 81.9 | Yes | 0 | 0 | 0 | 323.0453 | 0 | 0.085174 | 68.733 | 0.70978 | [7 empty] | 1.(c) | SLOVINTEGRA ENERGY s.r.o. | SLOVINTEGRA ENERGY s.r.o. - PPC 80 Mwe | 83154 | Priemyselný park Geňa | does not exist | Levice | 93401 | 141 | 0 | 0 | 187 | n
SK | 2012 | SK27 | 2012SK27 | 2012-27 | 27 | Slovintegra Energy, s.r.o. plynová turbína ST2 | Levice | Art 4(2) - new-new plants | CHP | 81.9 | Yes | 0 | 0 | 0 | 3058.1331 | 0 | 0.80631 | 72.352 | 6.7192 | [7 empty] | 1.(c) | SLOVINTEGRA ENERGY s.r.o. | SLOVINTEGRA ENERGY s.r.o. - PPC 80 Mwe | 83154 | Priemyselný park Geňa | does not exist | Levice | 93401 | 141 | 0 | 0 | 187 | n
SK | 2012 | SK37 | 2012SK37 | 2012-37 | 37 | Martinská teplárenská, a.s. Tepláreň K4-7 | Martin | Art 4(1) - old-new plants | CHP | 335 | No | 593.0356 | 1320.839 | 0 | 64.7533 | 0 | 795.117 | 292.048 | 8.58 | plant was extended * | [6 empty] | 1.(c) | Martinská teplárenská a.s. | Martinská teplárenská a.s. | 10927 | Robotnícka | 17 | Martin | 03680 | 292 | 795 | 0 | 135 | n
SK | 2012 | SK24 | 2012SK24 | 2012-24 | 24 | Slovenské elektrárne, a.s., závod Atómové elektrárne Pomocná nábehová kotolňa | Mochovce | Art 4(1) - old-new plants | District heating | 65.4 | No | 0 | 0 | 0 | 0.16312 | 0 | 4.5e-05 | 0.008161 | 0.000371
SK | 2012 | SK34 | 2012SK34 | 2012-34 | 34 | Bytkomfort s.r.o.Nové Zámky CTZ Nové Zámky K1-K2 | Nové Zámky | Art 4(1) - old-new plants | District heating | 77.78 | No | 0 | 0 | 0 | 100.14 | 0 | 0.026533 | 4.8644 | 0.22111 | [7 empty] | 1.(c) | Bytkomfort s.r.o. | Bytkomfort s.r.o. - Centrálny tepelný zdroj | 23003 | Dvorská cesta | does not exist | Nové Zámky | 94064 | 0 | 0 | 0 | 0 | n
SK | 2012 | SK43 | 2012SK43 | 2012-43 | 43 | Stredoslovenská energetika - Project Development, s.r.o. - DANTE - Špičková elektráreň | Panické Dravce | Art 4(2) - new-new plants | ESI | 125.5 | Yes | 0 | 0 | 0 | 34.813 | 0 | 0.043 | 1.277 | 0.076492
SK | 2012 | SK16 | 2012SK16 | 2012-16 | 16 | KVARTET, a.s. - Tepláreň | Partizánske | Art 4(3) - existing plants | Other (non refineries) | 118.375 | No | 0 | 0 | 0 | 0 | 0 | 0 | 0 | 0 | plant is opted out (Art.4-4)
SK | 2012 | SK17 | 2012SK17 | 2012-17 | 17 | TEPLÁREŇ, a.s. Považská Bystrica - Paroplynový cyklus | Považská Bystrica | Art 4(2) - new-new plants | CHP | 121.5 | Yes | 0 | 0 | 0 | 1978.2335 | 0 | 0.55274 | 50.2107 | 4.6062 | [7 empty] | 1.(c) | Tepláreň, a.s. Považská Bystrica | Tepláreň, a.s. Považská Bystrica | 10936 | Robotnícka | does not exist | Považská Bystrica | 01734 | 0 | 0 | 0 | 116 | n
SK | 2012 | SK22 | 2012SK22 | 2012-22 | 22 | Continental Matador Rubber, s.r.o. - Kotolňa | Púchov | Art 4(3) - existing plants | Other (non refineries) | 128 | No | 0 | 0 | 0 | 850.4225 | 0 | 2.9812 | 43.514 | 0.73863 | [7 empty] | 1.(c) | CONTINENTAL MATADOR RUBBER, s.r.o. | CONTINENTAL MATADOR RUBBER, s.r.o. - Energetika | 10924 | T.Vansovej | 1054 | Púchov | 02001 | 0 | 0 | 0 | 0 | n
SK | 2012 | SK44 | 2012SK44 | 2012-44 | 44 | STEFE Rimavská Sobota s.r.o. Centrálna výhrevňa | Rimavská Sobota | Art 4(1) - old-new plants | CHP | 51.6 | No | 0 | 0 | 0 | 56.3819 | 0 | 0.014868 | 2.7258 | 0.1239 | the operators name changed, before: Energobyt s.r.o.
SK | 2012 | SK38 | 2012SK38 | 2012-38 | 38 | Mondi scp, a.s. Kotol na biomasu | Ružomberok | Art 4(1) - old-new plants | Other (non refineries) | 98.8 | No | 2438.766 | 0 | 0 | 72.6599 | 0 | 90.488 | 331.4815 | 21.2144 | [7 empty] | 6.(b) | Mondi SCP a.s. | Mondi SCP a.s. - výroba papiera a celulózy | 10934 | Tatranská cesta | 13 | Ružomberok | 03417 | 822 | 0 | 0 | 131 | n
SK | 2012 | SK39 | 2012SK39 | 2012-39 | 39 | Mondi scp, a.s. Paroplynové zariadenie PPZ č.1 a č.2 | Ružomberok | Art 4(1) - old-new plants | Other (non refineries) | 148.8 | No | 0 | 0 | 0 | 2034.1596 | 0 | 0.58465 | 176.321 | 4.8721 | [7 empty] | 6.(b) | Mondi SCP a.s. | Mondi SCP a.s. - výroba papiera a celulózy | 10934 | Tatranská cesta | 13 | Ružomberok | 03417 | 822 | 0 | 0 | 131 | n
SK | 2012 | SK40 | 2012SK40 | 2012-40 | 40 | Mondi scp, a.s. Kotol K3 | Ružomberok | Art 4(3) - existing plants | Other (non refineries) | 80 | No | 0 | 0 | 0 | 69.2828 | 0 | 0.019391 | 3.5549 | 0.16159 | plant is opted out (Art.4-4) | [6 empty] | 6.(b) | Mondi SCP a.s. | Mondi SCP a.s. - výroba papiera a celulózy | 10934 | Tatranská cesta | 13 | Ružomberok | 03417 | 822 | 0 | 0 | 131 | n
SK | 2012 | SK13 | 2012SK13 | 2012-13 | 13 | Slovenské cukrovary, s.r.o., Sereď kotol K1-K2 na HU-tepláreň | Sereď | Art 4(3) - existing plants | Other (non refineries) | 67.5 | No | 0 | 409.2163 | 0 | 22.6106 | 5.2696 | 175.2222 | 123.0476 | 6.0356 | boiler K1 was not operated
SK | 2012 | SK51 | 2012SK51 | 2012-51 | 51 | Energy Snina,a.s. Kombinovaná výroba tepla a elektrickej energie K1+K2+K4+K5 | Snina | Art 4(3) - existing plants | CHP | 90.72 | No | 257.0781 | 175.4255 | 0 | 0 | 0 | 120.0096 | 86.2751 | 1.0275 | plant was extended *
SK | 2012 | SK69 | 2012SK69 | 2012-69 | 69 | TP 2, s.r.o. Pomocná výhrevňa K7+K9+K10 | Strážske | Art 4(1) - old-new plants | CHP | 56.5 | No | 0 | 0 | 0 | 66.7383 | 0 | 0.018553 | 3.4012 | 0.1546 | [7 empty] | 1.(c) | TP2, s.r.o. | TP2, s.r.o. | 10270 | Priemyselná | 720 | Strážske | 07222 | 0 | 0 | 0 | 0 | n
SK | 2012 | SK32 | 2012SK32 | 2012-32 | 32 | Smurfit Kappa Štúrovo, a.s. Energetika K1+K3 | Štúrovo | Art 4(1) - old-new plants | Other (non refineries) | 193.07 | No | 0 | 0 | 0 | 0 | 0 | 0 | 0 | 0
SK | 2012 | SK33 | 2012SK33 | 2012-33 | 33 | Smurfit Kappa Štúrovo, a.s. Energetika K4 | Štúrovo | Art 4(3) - existing plants | Other (non refineries) | 105.7 | No | 0 | 0 | 0 | 0 | 0 | 0 | 0 | 0 | plant is opted out (Art.4-4)
SK | 2012 | SK14 | 2012SK14 | 2012-14 | 14 | E.ON Elektrárne s.r.o. - Spaľovacia turbína ST1 | Trakovice | Art 4(2) - new-new plants | CHP | 725 | Yes | 0 | 0 | 0 | 2840.7006 | 0 | 0.81646 | 149.6851 | 6.8039
SK | 2012 | SK23 | 2012SK23 | 2012-23 | 23 | Považský cukor a.s. Tepelno-energetická centrála K1-K2 | Trenčianska Teplá | Art 4(3) - existing plants | Other (non refineries) | 87.4 | No | 0 | 0 | 0 | 472.3512 | 5.5358 | 0.27554 | 23.1011 | 1.0516 | [7 empty] | 8.(b).(ii) | Považský cukor a.s. | Považský cukor a.s. | 23072 | Cukrovarská | 311/9 | Trenčianska Teplá | 91411 | 0 | 0 | 0 | 0 | n
SK | 2012 | SK15 | 2012SK15 | 2012-15 | 15 | Trnavská teplárenská, a. s. Trnavská tepláreň | Trnava | Art 4(3) - existing plants | District heating | 97 | No | 0 | 0 | 0 | 26.8898 | 0 | 0.007123 | 1.3058 | 0.059356 | [7 empty] | 1.(c) | Trnavská teplárenská a.s | Trnavská teplárenská a.s. | 51576 | Coburgova | 84 | Trnava | 91742 | 0 | 0 | 0 | 0 | n
SK | 2012 | SK35 | 2012SK35 | 2012-35 | 35 | Duslo a.s. Tepláreň K5 | Trnovec nad Váhom | Art 4(3) - existing plants | Other (non refineries) | 85.6 | No | 0 | 0 | 0 | 671.5814 | 0 | 0.18642 | 34.1762 | 1.5535
SK | 2012 | SK36 | 2012SK36 | 2012-36 | 36 | Duslo a.s. Tepláreň K6-K7 | Trnovec nad Váhom | Art 4(2) - new-new plants | Other (non refineries) | 110.3 | No | 0 | 0 | 0 | 751.7989 | 0 | 0.20868 | 38.2584 | 1.739
SK | 2012 | SK63 | 2012SK63 | 2012-63 | 63 | EUSTREAM, a.s. 2 KOMPRESOROVÁ STANICA TS NUOVO PIGNONE | Veľké Kapušany | Art 4(1) - old-new plants | Other (non refineries) | 63.033 | Yes | 0 | 0 | 0 | 555.8736 | 0 | 0.000931 | 28.47 | 0 | [7 empty] | 1.(c) | eustream, a.s. | eustream, a.s. - Kompresorová stanica č. 1 | 10272 | does not exist | does not exist | Veľké Kapušany | 07948 | 302 | 0 | 0 | 320 | n
SK | 2012 | SK64 | 2012SK64 | 2012-64 | 64 | EUSTREAM, a.s. 3 KOMPRESOROVÁ STANICA TS COOPER-ROLLS (CR1) | Veľké Kapušany | Art 4(1) - old-new plants | Other (non refineries) | 74.865 | Yes | 0 | 0 | 0 | 520.8665 | 0 | 0.000873 | 27.725 | 0 | [7 empty] | 1.(c) | eustream, a.s. | eustream, a.s. - Kompresorová stanica č. 1 | 10272 | does not exist | does not exist | Veľké Kapušany | 07948 | 302 | 0 | 0 | 320 | n
SK | 2012 | SK65 | 2012SK65 | 2012-65 | 65 | EUSTREAM, a.s. 4 KOMPRESOROVÁ STANICA TS COOPER-ROLLS (CR3) | Veľké Kapušany | Art 4(1) - old-new plants | Other (non refineries) | 74.865 | Yes | 0 | 0 | 0 | 951.0549 | 0 | 0.0015937 | 77.529 | 0 | [7 empty] | 1.(c) | eustream, a.s. | eustream, a.s. - Kompresorová stanica č. 1 | 10272 | does not exist | does not exist | Veľké Kapušany | 07948 | 302 | 0 | 0 | 320 | n
SK | 2012 | SK66 | 2012SK66 | 2012-66 | 66 | EUSTREAM, a.s. 4 KOMPRESOROVÁ STANICA TS COOPER-ROLLS (CR4) | Veľké Kapušany | Art 4(1) - old-new plants | Other (non refineries) | 74.865 | Yes | 0 | 0 | 0 | 734.9969 | 0 | 0.0012316 | 40.631 | 0 | [7 empty] | 1.(c) | eustream, a.s. | eustream, a.s. - Kompresorová stanica č. 1 | 10272 | does not exist | does not exist | Veľké Kapušany | 07948 | 302 | 0 | 0 | 320 | n
SK | 2012 | SK67 | 2012SK67 | 2012-67 | 67 | EUSTREAM, a.s. - 5 KOMPRESOROVÁ STANICA - TS NUOVO PIGNONE DLE (R05) | Veľké Kapušany | Art 4(2) - new-new plants | Other (non refineries) | 75.207 | Yes | 0 | 0 | 0 | 1185.3737 | 0 | 0.0019863 | 39.851 | 0 | [7 empty] | 1.(c) | eustream, a.s. | eustream, a.s. - Kompresorová stanica č. 1 | 10272 | does not exist | does not exist | Veľké Kapušany | 07948 | 302 | 0 | 0 | 320 | n
SK | 2012 | SK68 | 2012SK68 | 2012-68 | 68 | EUSTREAM, a.s. - 5 KOMPRESOROVÁ STANICA - TS NUOVO PIGNONE DLE (R06) | Veľké Kapušany | Art 4(2) - new-new plants | Other (non refineries) | 75.207 | Yes | 0 | 0 | 0 | 1003.3782 | 0 | 0.0016814 | 31.5 | 0 | [7 empty] | 1.(c) | eustream, a.s. | eustream, a.s. - Kompresorová stanica č. 1 | 10272 | does not exist | does not exist | Veľké Kapušany | 07948 | 302 | 0 | 0 | 320 | n
SK | 2012 | SK45 | 2012SK45 | 2012-45 | 45 | eustream, a.s. Plynové turbíny 23-NP 1 | Veľké Zlievce | Art 4(3) - existing plants | Other (non refineries) | 61.178 | Yes | 0 | 0 | 0 | 292.9904 | 0 | 0.00048803 | 88.483 | 0 | [7 empty] | 1.(c) | eustream, a.s. | eustream, a.s. - Kompresorová stanica č. 3 | 9686 | does not exist | does not exist | Veľké Zlievce | 99123 | 308 | 0 | 0 | 0 | n
SK | 2012 | SK46 | 2012SK46 | 2012-46 | 46 | eustream, a.s. Plynové turbíny 24-NP 2 | Veľké Zlievce | Art 4(3) - existing plants | Other (non refineries) | 61.178 | Yes | 0 | 0 | 0 | 289.0275 | 0 | 0.00048143 | 89.222 | 0 | [7 empty] | 1.(c) | eustream, a.s. | eustream, a.s. - Kompresorová stanica č. 3 | 9686 | does not exist | does not exist | Veľké Zlievce | 99123 | 308 | 0 | 0 | 0 | n
SK | 2012 | SK58 | 2012SK58 | 2012-58 | 58 | SLOVENSKÉ ELEKTRÁRNE, a.s. EVO I - K11+K12 | Vojany | Art 4(3) - existing plants | ESI | 619.6 | No | 0 | 1233.9289 | 0 | 22.2756 | 0 | 151.569 | 480.29 | 9.382 | [7 empty] | 1.(c) | Slovenské elektrárne a.s. | Slovenské elektrárne a.s. - Elektrárna Vojany, závod | 10271 | does not exist | does not exist | Vojany | 07673 | 619 | 631 | 0 | 600 | n
SK | 2012 | SK59 | 2012SK59 | 2012-59 | 59 | SLOVENSKÉ ELEKTRÁRNE, a.s. EVO I - K15+K16 | Vojany | Art 4(1) - old-new plants | ESI | 567.4 | No | 249.2514 | 5393.9149 | 0 | 72.8308 | 0 | 479.052 | 135.266 | 7.089 | K15 was not operated | [6 empty] | 1.(c) | Slovenské elektrárne a.s. | Slovenské elektrárne a.s. - Elektrárna Vojany, závod | 10271 | does not exist | does not exist | Vojany | 07673 | 619 | 631 | 0 | 600 | n
SK | 2012 | SK60 | 2012SK60 | 2012-60 | 60 | SLOVENSKÉ ELEKTRÁRNE, a.s. EVO I - K13+K14 | Vojany | Art 4(3) - existing plants | ESI | 656.6 | No | 0 | 0 | 0 | 0 | 0 | 0 | 0 | 0 | plant is opted out (Art.4-4) | [6 empty] | 1.(c) | Slovenské elektrárne a.s. | Slovenské elektrárne a.s. - Elektrárna Vojany, závod | 10271 | does not exist | does not exist | Vojany | 07673 | 619 | 631 | 0 | 600 | n
SK | 2012 | SK61 | 2012SK61 | 2012-61 | 61 | Slov.elektrárne,Vojany, EVO II K21-24 | Vojany | Art 4(3) - existing plants | ESI | 1229.12 | No | 0 | 0 | 0 | 0 | 0 | 0 | 0 | 0 | plant was not operated | [6 empty] | 1.(c) | Slovenské elektrárne a.s. | Slovenské elektrárne a.s. - Elektrárna Vojany, závod | 10271 | does not exist | does not exist | Vojany | 07673 | 619 | 631 | 0 | 600 | n
SK | 2012 | SK62 | 2012SK62 | 2012-62 | 62 | Slov.elektrárne,Vojany, EVO II K25-26 | Vojany | Art 4(3) - existing plants | ESI | 628.08 | No | 0 | 0 | 0 | 0 | 0 | 0 | 0 | 0 | plant is opted out (Art.4-4) | [6 empty] | 1.(c) | Slovenské elektrárne a.s. | Slovenské elektrárne a.s. - Elektrárna Vojany, závod | 10271 | does not exist | does not exist | Vojany | 07673 | 619 | 631 | 0 | 600 | n
SK | 2012 | SK18 | 2012SK18 | 2012-18 | 18 | SLOVENSKÉ ELEKTRÁRNE, a.s. ENO fluidný kotol | Zemianske Kostoľany | Art 4(3) - existing plants | CHP | 110 | No | 177.7885 | 2180.5488 | 22.2878 | 0 | 0 | 472.794 | 181.795 | 14.805 | [7 empty] | 1.(c) | Slovenské elektrárne a.s. | Slovenské elektrárne a.s. - Elektrárna Vojany, závod | 10271 | does not exist | does not exist | Vojany | 07673 | 619 | 631 | 0 | 600 | n
SK | 2012 | SK19 | 2012SK19 | 2012-19 | 19 | SLOVENSKÉ ELEKTRÁRNE, a.s. ENO granulačné kotly | Zemianske Kostoľany | Art 4(3) - existing plants | CHP | 872 | No | 0 | 8159.0522 | 99.1785 | 0 | 0 | 30499.471 | 1236.46 | 143.235 | plant is opted out (Art.4-4) | [6 empty] | 1.(c) | Slovenské elektrárne a.s. | Slovenské elektrárne a.s. - Elektrárna Vojany, závod | 10271 | does not exist | does not exist | Vojany | 07673 | 619 | 631 | 0 | 600 | n
SK | 2012 | SK20 | 2012SK20 | 2012-20 | 20 | SLOVENSKÉ ELEKTRÁRNE, a.s. ENO B-Bl.1,2 | Zemianske Kostoľany | Art 4(3) - existing plants | CHP | 632 | No | 0 | 12681.2622 | 230.9157 | 0 | 0 | 2376.782 | 2106.056 | 138.154 | [7 empty] | 1.(c) | Slovenské elektrárne a.s. | Slovenské elektrárne a.s. - Elektrárna Vojany, závod | 10271 | does not exist | does not exist | Vojany | 07673 | 619 | 631 | 0 | 600 | n
SK | 2012 | SK49 | 2012SK49 | 2012-49 | 49 | Dalkia Industry Žiar nad Hronom, a.s. Závod ENEVIA | Žiar nad Hronom | Art 4(3) - existing plants | CHP | 133 | No | 124.9195 | 1025.9259 | 0 | 117.5828 | 0 | 474.1561 | 318.8253 | 10.8888 | plant was extended * | [6 empty] | 1.(c) | Dalkia Industry Žiar nad Hronom a.s. | Dalkia Industry Žiar nad Hronom a.s. Závod Enevia | 9693 | Priemyselná | 12 | Žiar nad Hronom | 96563 | 325 | 474 | 0 | 107 | n
SK | 2012 | SK41 | 2012SK41 | 2012-41 | 41 | Žilinská teplárenská, a.s. K4 | Žilina | Art 4(3) - existing plants | CHP | 69.4 | No | 0 | 6.8486 | 0 | 9.8296 | 0 | 6.5242 | 2.7854 | 4.3412 | plant is opted out (Art.4-4) | [6 empty] | 1.(c) | Žilinská teplárenská, a.s. | Žilinská teplárenská, a.s. | 10935 | Košická | 11 | Žilina | 01187 | 411 | 500 | 0 | 242 | n
SK | 2012 | SK42 | 2012SK42 | 2012-42 | 42 | Žilinská teplárenská, a.s. K1-K2-K5 | Žilina | Art 4(3) - existing plants | CHP | 244.2 | No | 0 | 2895.4592 | 0 | 10.1268 | 0 | 493.883 | 407.826 | 26.191 | [7 empty] | 1.(c) | Žilinská teplárenská, a.s. | Žilinská teplárenská, a.s. | 10935 | Košická | 11 | Žilina | 01187 | 411 | 500 | 0 | 242 | n
SK | 2012 | SK47 | 2012SK47 | 2012-47 | 47 | Zvolenská teplárenská a.s. Tepláreň A | Zvolen | Art 4(3) - existing plants | CHP | 110.7 | No | 0 | 0 | 0 | 19.7596 | 0 | 0.005211 | 0.95535 | 0.043425 | [7 empty] | 1.(c) | Zvolenská teplárenská a.s. | Zvolenská teplárenská a.s. - tepláreň | 9704 | Lučenecká cesta | 25 | Zvolen | 96150 | 510 | 981 | 0 | 125 | n
SK | 2012 | SK48 | 2012SK48 | 2012-48 | 48 | Zvolenská teplárenská a.s. Tepláreň B | Zvolen | Art 4(3) - existing plants | CHP | 199 | No | 919.4054 | 1132.8573 | 0 | 50.0922 | 0 | 980.912 | 509.444 | 43.79 | [7 empty] | 1.(c) | Zvolenská teplárenská a.s. | Zvolenská teplárenská a.s. - tepláreň | 9704 | Lučenecká cesta | 25 | Zvolen | 96150 | 510 | 981 | 0 | 125 | n
[39 empty] | 72 | total
[39 empty] | 0 | p
[39 empty] | 57 | n
[39 empty] | 0 | m
[39 empty] | 0 | l
Note on U2: Ioanna Kourti: Comments prefixed with "AMEC" are comments by AMEC.
Note on Z2: Ioanna Kourti: Notes in this column which state a pollutant indicate that the ELVs for that pollutants do not apply until the specified date.

## UK
[28 empty] | E-PRTR | [10 empty] | method (p=postal code, n=plants'/facilities' names and addresses, m=manually, l=same linkage as for 2008 data)
MS | Year | Master LCP ID | Unique ID | ID per MS | Plant Number | Plant name | Plant location | Status of the plant | Sector | MWth | Gas turbine | Biomass (TJ) | Other solid fuels (TJ) | Liquid fuels (TJ) | Natural gas (TJ) | Other gases (TJ) | SO2 (t) | NOx (t) | Dust (t) | Further explanations or comments by MS | NERP | TNP | IED Article 33 potential opt-outs | Small isolated systems | Accession Treaty | Currently closed? - Year of closure if known | ActivityCode | ParentCompanyName | FacilityName | FacilityID | StreetName | BuildingNumber | City | PostalCode | NOX(t) | SOX(t) | PM10(t) | CO2(kt)
UK | 2012 | UK1 | 2012UK1 | 2012-1 | 1 | Drax Power Limited Drax Power Station | England | Art 4(3) - existing plants | CHP | 10000 | No | 12304.6 | 241305 | 768 | 0 | 0 | 35138 | 39155 | 775 | [7 empty] | 5.(d) | Drax Group Plc | Drax Power Limited | 13777 | Barlow Mound Ash Disposal Site | -- | SELBY | YO8 8PQ | 42100 | 36500 | 797 | 23900 | m
UK | 2012 | UK2 | 2012UK2 | 2012-2 | 2 | Eggborough Power Limited Eggborough Power Station | England | Art 4(3) - existing plants | ESI | 5392 | No | 308 | 109669 | 541 | 0 | 0 | 15710 | 14931 | 747 | [7 empty] | 1.(c) | LAKE ACQUISITIONS LIMITED | Eggborough Power Ltd, Eggborough Power Station | 31723 | Doncaster Road, Eggborough | -- | Goole | DN14 0BS | 15100 | 16200 | 604 | 10200 | m
UK | 2012 | UK5 | 2012UK5 | 2012-5 | 5 | Morzine Limited Coryton Refinery - Boiler 4/5 | England | Art 4(3) - existing plants | Refineries | 171 | No | 0 | 0 | 0 | 657.812 | 1330.279 | 2.72 | 160.16 | 1.26
UK | 2012 | UK6 | 2012UK6 | 2012-6 | 6 | Morzine Limited Coryton Refinery - Boiler 6 | England | Art 4(3) - existing plants | Refineries | 110 | No | 0 | 0 | 0 | 258.536 | 687.392 | 1.35 | 78.2 | 0.44
UK | 2012 | UK7 | 2012UK7 | 2012-7 | 7 | Morzine Limited Coryton Refinery - Fuels Stack | England | Art 4(3) - existing plants | Refineries | 195 | No | 0 | 0 | 0 | 0 | 2129.709 | 89.59 | 129.07 | 0.71
UK | 2012 | UK8 | 2012UK8 | 2012-8 | 8 | Morzine Limited Coryton Refinery - Cracking Stack | England | Art 4(3) - existing plants | Refineries | 146 | No | 0 | 0 | 0 | 0 | 1424.781 | 58.61 | 42.28 | 1.94
UK | 2012 | UK9 | 2012UK9 | 2012-9 | 9 | Phillips 66 Limited Humber Refinery - 1 (ST101) | England | Art 4(3) - existing plants | Refineries | 63 | No | 0 | 0 | 0 | 0 | 2944.873 | 177.291 | 337.682 | 0.397 | [7 empty] | 1.(a) | CONOCOPHILLIPS HOLDINGS LIMITED | Conocophillips Ltd, Humber Oil Refinery | 13816 | Eastfield Road, Immingham | -- | Immingham | DN40 3DW | 2500 | 4510 | 187 | 1950 | m
UK | 2012 | UK10 | 2012UK10 | 2012-10 | 10 | Phillips 66 Limited Humber Refinery - 2 (ST301) | England | Art 4(3) - existing plants | Refineries | 50 | No | 0 | 0 | 0 | 0 | 1839.167 | 2.4 | 143.549 | 0.258 | [7 empty] | 1.(a) | CONOCOPHILLIPS HOLDINGS LIMITED | Conocophillips Ltd, Humber Oil Refinery | 13816 | Eastfield Road, Immingham | -- | Immingham | DN40 3DW | 2500 | 4510 | 187 | 1950 | m
UK | 2012 | UK11 | 2012UK11 | 2012-11 | 11 | Phillips 66 Limited Humber Refinery - 3 (ST201) | England | Art 4(3) - existing plants | Refineries | 96 | No | 0 | 0 | 0 | 0 | 2794.518 | 3.43 | 212.647 | 0.39 | [7 empty] | 1.(a) | CONOCOPHILLIPS HOLDINGS LIMITED | Conocophillips Ltd, Humber Oil Refinery | 13816 | Eastfield Road, Immingham | -- | Immingham | DN40 3DW | 2500 | 4510 | 187 | 1950 | m
UK | 2012 | UK12 | 2012UK12 | 2012-12 | 12 | Phillips 66 Limited Humber Refinery - 4 (ST3401) | England | Art 4(3) - existing plants | Refineries | 59 | No | 0 | 0 | 0 | 0 | 5.677 | 0.021 | 1.248 | 0.003 | [7 empty] | 1.(a) | CONOCOPHILLIPS HOLDINGS LIMITED | Conocophillips Ltd, Humber Oil Refinery | 13816 | Eastfield Road, Immingham | -- | Immingham | DN40 3DW | 2500 | 4510 | 187 | 1950 | m
UK | 2012 | UK13 | 2012UK13 | 2012-13 | 13 | Phillips 66 Limited Humber Refinery - 5 (H6301/2) | England | Art 4(3) - existing plants | Refineries | 82 | No | 0 | 0 | 0 | 0 | 984.825 | 1.259 | 62.45 | 0.137 | [7 empty] | 1.(a) | CONOCOPHILLIPS HOLDINGS LIMITED | Conocophillips Ltd, Humber Oil Refinery | 13816 | Eastfield Road, Immingham | -- | Immingham | DN40 3DW | 2500 | 4510 | 187 | 1950 | m
UK | 2012 | UK14 | 2012UK14 | 2012-14 | 14 | Esso Petroleum Co Limited Fawley Refinery (SP4) | England | Art 4(3) - existing plants | Refineries | 378 | No | 0 | 0 | 3175.294 | 0 | 7061.115 | 2948 | 912 | 55 | [7 empty] | 1.(a) | ESSO Petroleum Co Ltd. | Esso Petroleum Company Ltd , Fawley Refinery | 13013 | Esso refinery, Southampton | -- | Southampton | SO45 1TX | 4530 | 10200 | 313 | 3380 | m
UK | 2012 | UK15 | 2012UK15 | 2012-15 | 15 | Esso Petroleum Co Limited Fawley Refinery (PS/PV3) | England | Art 4(3) - existing plants | Refineries | 163.7 | No | 0 | 0 | 1461.342 | 0 | 3698.037 | 1666 | 736 | 107 | [7 empty] | 1.(a) | ESSO Petroleum Co Ltd. | Esso Petroleum Company Ltd , Fawley Refinery | 13013 | Esso refinery, Southampton | -- | Southampton | SO45 1TX | 4530 | 10200 | 313 | 3380 | m
UK | 2012 | UK16 | 2012UK16 | 2012-16 | 16 | Esso Petroleum Co Limited Fawley Refinery (PH-1) | England | Art 4(3) - existing plants | Refineries | 82.8 | No | 0 | 0 | 0 | 0 | 2026.014 | 24 | 113 | 1 | [7 empty] | 1.(a) | ESSO Petroleum Co Ltd. | Esso Petroleum Company Ltd , Fawley Refinery | 13013 | Esso refinery, Southampton | -- | Southampton | SO45 1TX | 4530 | 10200 | 313 | 3380 | m
UK | 2012 | UK17 | 2012UK17 | 2012-17 | 17 | Esso Petroleum Co Limited Fawley Refinery (PH-2) | England | Art 4(3) - existing plants | Refineries | 165 | No | 0 | 0 | 0 | 0 | 3094.857 | 116 | 272 | 0 | [7 empty] | 1.(a) | ESSO Petroleum Co Ltd. | Esso Petroleum Company Ltd , Fawley Refinery | 13013 | Esso refinery, Southampton | -- | Southampton | SO45 1TX | 4530 | 10200 | 313 | 3380 | m
UK | 2012 | UK18 | 2012UK18 | 2012-18 | 18 | Esso Petroleum Co Limited Fawley Refinery (ENSR) | England | Art 4(3) - existing plants | Refineries | 69 | No | 0 | 0 | 0 | 0 | 1611.349 | 109 | 71 | 6 | [7 empty] | 1.(a) | ESSO Petroleum Co Ltd. | Esso Petroleum Company Ltd , Fawley Refinery | 13013 | Esso refinery, Southampton | -- | Southampton | SO45 1TX | 4530 | 10200 | 313 | 3380 | m
UK | 2012 | UK19 | 2012UK19 | 2012-19 | 19 | Esso Petroleum Co Limited Fawley Refinery (PS-2) | England | Art 4(3) - existing plants | Refineries | 69.2 | No | 0 | 0 | 361.037 | 0 | 1149.206 | 212 | 99 | 1 | [7 empty] | 1.(a) | ESSO Petroleum Co Ltd. | Esso Petroleum Company Ltd , Fawley Refinery | 13013 | Esso refinery, Southampton | -- | Southampton | SO45 1TX | 4530 | 10200 | 313 | 3380 | m
UK | 2012 | UK20 | 2012UK20 | 2012-20 | 20 | Esso Petroleum Co Limited Fawley Refinery (PS/PV-1) | England | Art 4(3) - existing plants | Refineries | 51.8 | No | 0 | 0 | 0 | 0 | 1851.321 | 246 | 107 | 0 | [7 empty] | 1.(a) | ESSO Petroleum Co Ltd. | Esso Petroleum Company Ltd , Fawley Refinery | 13013 | Esso refinery, Southampton | -- | Southampton | SO45 1TX | 4530 | 10200 | 313 | 3380 | m
UK | 2012 | UK21 | 2012UK21 | 2012-21 | 21 | Esso Petroleum Co Limited Fawley Refinery (GTGWHB) | England | Art 4(3) - existing plants | Refineries | 196 | No | 0 | 0 | 0 | 0 | 976.922 | 73 | 320 | 1 | [7 empty] | 1.(a) | ESSO Petroleum Co Ltd. | Esso Petroleum Company Ltd , Fawley Refinery | 13013 | Esso refinery, Southampton | -- | Southampton | SO45 1TX | 4530 | 10200 | 313 | 3380 | m
UK | 2012 | UK22 | 2012UK22 | 2012-22 | 22 | Total Lindsey Oil Refinery Limited - (A1) South Stack | England | Art 4(3) - existing plants | Refineries | 172 | No | 0 | 0 | 50.896 | 0 | 4635.937 | 52.6 | 221.1 | 58 | [7 empty] | 1.(a) | TOTAL HOLDINGS UK LIMITED | Total Uk Ltd, Lindsey Oil Refinery | 86181 | Eastfield Road, Immingham | -- | Immingham | DN40 3LU | 1220 | 6090 | 124 | 1710 | m
UK | 2012 | UK23 | 2012UK23 | 2012-23 | 23 | Total Lindsey Oil Refinery Limited - (A2) North Stack | England | Art 4(3) - existing plants | Refineries | 158 | No | 0 | 0 | 0 | 0 | 2392.265 | 9.1 | 144.2 | 2 | [7 empty] | 1.(a) | TOTAL HOLDINGS UK LIMITED | Total Uk Ltd, Lindsey Oil Refinery | 86181 | Eastfield Road, Immingham | -- | Immingham | DN40 3LU | 1220 | 6090 | 124 | 1710 | m
UK | 2012 | UK24 | 2012UK24 | 2012-24 | 24 | Total Lindsey Oil Refinery Limited - (A3) Stage 3/4 | England | Art 4(3) - existing plants | Refineries | 211 | No | 0 | 0 | 0 | 0 | 3778.773 | 11.3 | 135.9 | 3 | [7 empty] | 1.(a) | TOTAL HOLDINGS UK LIMITED | Total Uk Ltd, Lindsey Oil Refinery | 86181 | Eastfield Road, Immingham | -- | Immingham | DN40 3LU | 1220 | 6090 | 124 | 1710 | m
UK | 2012 | UK25 | 2012UK25 | 2012-25 | 25 | Total Lindsey Oil RefineryLimited - (A4,5&6) West A,B,C | England | Art 4(3) - existing plants | Refineries | 315 | No | 0 | 0 | 134.05 | 0 | 2510.181 | 76.2 | 93 | 7 | [7 empty] | 1.(a) | TOTAL HOLDINGS UK LIMITED | Total Uk Ltd, Lindsey Oil Refinery | 86181 | Eastfield Road, Immingham | -- | Immingham | DN40 3LU | 1220 | 6090 | 124 | 1710 | m
UK | 2012 | UK26 | 2012UK26 | 2012-26 | 26 | Not Used 1 | Not Applicable | [31 empty] | -
UK | 2012 | UK27 | 2012UK27 | 2012-27 | 27 | Greenergy Terminals Limited North Tees Refinery & Road Rail Terminal | England | Art 4(3) - existing plants | Other (non refineries) | 87 | No
UK | 2012 | UK28 | 2012UK28 | 2012-28 | 28 | Conoco Philips Seal Sands | England | Art 4(3) - existing plants | Refineries | 405 | No | 0 | 0 | 0 | 0 | 1764 | 20 | 330 | 2
UK | 2012 | UK29 | 2012UK29 | 2012-29 | 29 | Essar Oil (UK) Limited Stanlow 1 (Crude Distiller 3) | England | Art 4(3) - existing plants | Refineries | 98.4 | No | 0 | 0 | 571.3 | 0 | 1034.3 | 440 | 113 | 19 | [7 empty] | 1.(a) | ESSAR ENERGY PLC | Stanlow Manufacturing Complex | 31661 | Ellesmere Port | -- | Merseyside | CH65 4HB | 4210 | 11100 | 91.9 | 3150 | m
UK | 2012 | UK30 | 2012UK30 | 2012-30 | 30 | Essar Oil (UK) Limited Stanlow 2 (Crude Distiller 4) | England | Art 4(3) - existing plants | Refineries | 220.1 | No | 0 | 0 | 1645.7 | 0 | 3435.7 | 1083 | 338 | 55 | [7 empty] | 1.(a) | ESSAR ENERGY PLC | Stanlow Manufacturing Complex | 31661 | Ellesmere Port | -- | Merseyside | CH65 4HB | 4210 | 11100 | 91.9 | 3150 | m
UK | 2012 | UK31 | 2012UK31 | 2012-31 | 31 | Essar Oil (UK) Limited Stanlow 3 (HP Boiler House) | England | Art 4(3) - existing plants | Refineries | 625.2 | No | 0 | 0 | 8506.9 | 353.8 | 3033.2 | 5171 | 1400 | 111 | [7 empty] | 1.(a) | ESSAR ENERGY PLC | Stanlow Manufacturing Complex | 31661 | Ellesmere Port | -- | Merseyside | CH65 4HB | 4210 | 11100 | 91.9 | 3150 | m
UK | 2012 | UK32 | 2012UK32 | 2012-32 | 32 | Essar Oil (UK) Limited Stanlow 4 Secondary Processes (Aromatics, HIV, HDS2) | England | Art 4(3) - existing plants | Refineries | 141.7 | No | 0 | 0 | 0.1 | 0 | 3406 | 48 | 151 | 0 | [7 empty] | 1.(a) | ESSAR ENERGY PLC | Stanlow Manufacturing Complex | 31661 | Ellesmere Port | -- | Merseyside | CH65 4HB | 4210 | 11100 | 91.9 | 3150 | m
UK | 2012 | UK33 | 2012UK33 | 2012-33 | 33 | Essar Oil (UK) Limited Stanlow 6 (Platformer 3/HDT3 Stack) | England | Art 4(3) - existing plants | Refineries | 106 | No | 0 | 0 | 0 | 0 | 3247.6 | 10 | 125 | 0 | [7 empty] | 1.(a) | ESSAR ENERGY PLC | Stanlow Manufacturing Complex | 31661 | Ellesmere Port | -- | Merseyside | CH65 4HB | 4210 | 11100 | 91.9 | 3150 | m
UK | 2012 | UK34 | 2012UK34 | 2012-34 | 34 | Essar Oil (UK) Limited Stanlow 6 (SHOP) | England | Art 4(3) - existing plants | Other (non refineries) | 64 | No | 0 | 0 | 512.4 | 0 | 940.5 | 20 | 92 | 0 | [7 empty] | 1.(a) | ESSAR ENERGY PLC | Stanlow Manufacturing Complex | 31661 | Ellesmere Port | -- | Merseyside | CH65 4HB | 4210 | 11100 | 91.9 | 3150 | m
UK | 2012 | UK44 | 2012UK44 | 2012-44 | 44 | Murco Petroleum Limited Milford Haven Refinery 1 (Duct A) | Wales | Art 4(3) - existing plants | Refineries | 97 | No | 0 | 0 | 0 | 0 | 2995.486 | 34.55 | 140.76 | 9.28 | [7 empty] | 1.(c) | MURPHY PETROLEUM LIMITED | Murco Petroleum Limited, Milford Haven Refinery | 32810 | Milford Haven Refinery, Milford Haven | -- | Pembrokeshire | SA73 3JD | 2710 | 3900 | 77 | 1140 | m
UK | 2012 | UK45 | 2012UK45 | 2012-45 | 45 | Murco Petroleum Limited Milford Haven Refinery 2 (Duct B,C,D) | Wales | Art 4(3) - existing plants | Refineries | 332 | No | 0 | 0 | 0 | 0 | 6105.863 | 0.99 | 511.51 | 18.76 | [7 empty] | 1.(c) | MURPHY PETROLEUM LIMITED | Murco Petroleum Limited, Milford Haven Refinery | 32810 | Milford Haven Refinery, Milford Haven | -- | Pembrokeshire | SA73 3JD | 2710 | 3900 | 77 | 1140 | m
UK | 2012 | UK46 | 2012UK46 | 2012-46 | 46 | Not Used 6 | Wales | Art 4(3) - existing plants | Refineries |  | No | [27 empty] | -
UK | 2012 | UK47 | 2012UK47 | 2012-47 | 47 | Not Used 7 | Wales | Art 4(3) - existing plants | Refineries |  | No | [27 empty] | -
UK | 2012 | UK48 | 2012UK48 | 2012-48 | 48 | Valero Energy Limited Pembroke Plant (A1/A2) | Wales | Art 4(3) - existing plants | Refineries | 270.3 | No | 0 | 0 | 9.7 | 0 | 3117 | 4.64 | 151.715 | 31.05
UK | 2012 | UK49 | 2012UK49 | 2012-49 | 49 | Valero Energy Limited Pembroke Plant (A3/A4) | Wales | Art 4(3) - existing plants | Refineries | 188.1 | No | 0 | 0 | 12.9 | 0 | 3.8 | 9.51 | 328.19 | 14.02
UK | 2012 | UK50 | 2012UK50 | 2012-50 | 50 | Valero Energy Limited Pembroke Plant (A6) | Wales | Art 4(3) - existing plants | Refineries | 82 | No | 0 | 0 | 0 | 0 | 1937.7 | 0.5 | 78.18 | 17.82
UK | 2012 | UK51 | 2012UK51 | 2012-51 | 51 | Valero Energy Limited Pembroke Plant (A7/A8/A9/A10) | Wales | Art 4(3) - existing plants | Refineries | 287.1 | No | 0 | 0 | 10.883 | 0 | 5919.5 | 318.27 | 292.88 | 13.37
UK | 2012 | UK52 | 2012UK52 | 2012-52 | 52 | Valero Energy Limited Pembroke Plant (A11/A12) | Wales | Art 4(3) - existing plants | Refineries | 166.7 | No | 0 | 0 | 0 | 0 | 3748.3 | 1.465 | 203.45 | 10.233
UK | 2012 | UK53 | 2012UK53 | 2012-53 | 53 | Sahaviriya Steel Industries UK Limited Teeside Works, Redcar | England | Art 4(3) - existing plants | Iron/steel | 500 | No | 0 | 0 | 71 | 0 | 9609 | 1620 | 350 | 51 | [7 empty] | 2.(c) | CORUS GROUP LIMITED | TEESSIDE INTEGRATED IRON AND STEELWORKS | 13836 | REDCAR | -- | REDCAR | TS10 5QW | 2430 | 10600 | 709 | 4240 | n
UK | 2012 | UK54 | 2012UK54 | 2012-54 | 54 | Tata Steel UK Limited Scunthorpe Works 1 (Central Power Station) | England | Art 4(3) - existing plants | Iron/steel | 265 | No | 0 | 0 | 50.524 | 0 | 6049.766 | 81.77 | 23.34 | 8.24 | [7 empty] | 2.(b) | TATA STEEL EUROPE LIMITED | Scunthorpe Intergrated Iron and Steel Works | 167657 | Brigg Road | -- | Scunthorpe | DN16 1BP | 5160 | 7510 | 2500 | 3760 | n
UK | 2012 | UK55 | 2012UK55 | 2012-55 | 55 | Tata Steel UK Limited Scunthorpe Works 2 (Turbo Blower House Boilers 1-4) | England | Art 4(3) - existing plants | Iron/steel | 156 | No | 0 | 0 | 29.082 | 0 | 2884.613 | 22.65 | 3.27 | 3.32 | [7 empty] | 2.(b) | TATA STEEL EUROPE LIMITED | Scunthorpe Intergrated Iron and Steel Works | 167657 | Brigg Road | -- | Scunthorpe | DN16 1BP | 5160 | 7510 | 2500 | 3760 | n
UK | 2012 | UK56 | 2012UK56 | 2012-56 | 56 | Tata Steel UK Limited Scunthorpe Works 3 (Turbo Blower House Boilers 5-6) | England | Art 4(3) - existing plants | Iron/steel | 180 | No | 0 | 0 | 17.621 | 0 | 1747.833 | 15.28 | 1.11 | 4.47 | [7 empty] | 2.(b) | TATA STEEL EUROPE LIMITED | Scunthorpe Intergrated Iron and Steel Works | 167657 | Brigg Road | -- | Scunthorpe | DN16 1BP | 5160 | 7510 | 2500 | 3760 | n
UK | 2012 | UK57 | 2012UK57 | 2012-57 | 57 | Not Used 2 | Not Applicable |  |  |  | No | [27 empty] | -
UK | 2012 | UK58 | 2012UK58 | 2012-58 | 58 | Tata Steel UK Limited Port Talbot 1 (Service Boilers) | Wales | Art 4(3) - existing plants | Iron/steel | 114 | No | 0 | 0 | 2 | 20 | 1106 | 128 | 70 | 2
UK | 2012 | UK59 | 2012UK59 | 2012-59 | 59 | Tata Steel UK Limited Port Talbot 2 (Mitchell Boiler) | Wales | Art 4(3) - existing plants | Iron/steel | 81 | No | 0 | 0 | 7 | 22 | 1144 | 36 | 34 | 1
UK | 2012 | UK60 | 2012UK60 | 2012-60 | 60 | Tata Steel UK Limited Port Talbot 3 (A5 Boiler) | Wales | Art 4(3) - existing plants | Iron/steel | 50 | No | 0 | 0 | 3 | 47 | 701 | 25 | 24 | 1
UK | 2012 | UK61 | 2012UK61 | 2012-61 | 61 | Tata Steel UK Limited Port Talbot 4 (6&7 Boiler) | Wales | Art 4(3) - existing plants | Iron/steel | 268 | No | 0 | 0 | 82 | 689 | 6480 | 211 | 315 | 4
UK | 2012 | UK62 | 2012UK62 | 2012-62 | 62 | Humber Energy Limited Grimsby Chimney 1 | England | Art 4(3) - existing plants | Other (non refineries) | 99 | No | 0 | 0 | 0.78 | 1744.913 | 0 | 0.038 | 59.5066 | 0 | [7 empty] | 1.(c) | POWER HOLDINGS SERVICES LIMITED | HUMBER ENERGY LIMITED, Grimsby Fibres Power Station | 13706 | PO Box 24, Grimsby | -- | Grimsby | DN31 2SS | 110 | 0 | 0 | 133 | n
UK | 2012 | UK63 | 2012UK63 | 2012-63 | 63 | Humber Energy Limited Grimsby Chimney 2 | England | Art 4(3) - existing plants | Other (non refineries) | 96 | No | 0 | 0 | 0 | 490.153 | 0 | 0 | 39.1579 | 0 | [7 empty] | 1.(c) | POWER HOLDINGS SERVICES LIMITED | HUMBER ENERGY LIMITED, Grimsby Fibres Power Station | 13706 | PO Box 24, Grimsby | -- | Grimsby | DN31 2SS | 110 | 0 | 0 | 133 | n
UK | 2012 | UK64 | 2012UK64 | 2012-64 | 64 | INEOS Nitriles (UK) Limited Seal Sands 1 | England | Art 4(3) - existing plants | Other (non refineries) | 130 | No | 0 | 0 | 165 | 567 | 0 | 362 | 502 | 25 | [7 empty] | 4.(a) | INEOS LIMITED | INEOS Nitriles (UK) Ltd, Seal Sands Hexamethylenediamine Production | 13540 | PO Box 62 Seal Sands | -- | Middlesbrough | TS2 1TX | 1350 | 859 | 0 | 359 | m
UK | 2012 | UK65 | 2012UK65 | 2012-65 | 65 | INEOS Nitriles (UK) Limited Seal Sands 2 | England | Art 4(3) - existing plants | Other (non refineries) | 130 | No | 0 | 0 | 202 | 432 | 0 | 497 | 499 | 24 | [7 empty] | 4.(a) | INEOS LIMITED | INEOS Nitriles (UK) Ltd, Seal Sands Hexamethylenediamine Production | 13540 | PO Box 62 Seal Sands | -- | Middlesbrough | TS2 1TX | 1350 | 859 | 0 | 359 | m
UK | 2012 | UK66 | 2012UK66 | 2012-66 | 66 | INEOS Nitriles (UK) Limited Seal Sands 3 | England | Art 4(3) - existing plants | Other (non refineries) | 130 | No | 0 | 0 | 0 | 0 | 0 | 0 | 0 | 0 | [7 empty] | 4.(a) | INEOS LIMITED | INEOS Nitriles (UK) Ltd, Seal Sands Hexamethylenediamine Production | 13540 | PO Box 62 Seal Sands | -- | Middlesbrough | TS2 1TX | 1350 | 859 | 0 | 359 | m
UK | 2012 | UK67 | 2012UK67 | 2012-67 | 67 | Coors Brewers Limited Bass Burton C Brewery | England | Art 4(3) - existing plants | Other (non refineries) | 96 | No | 0 | 0 | 0.31 | 538.84 | 0 | 0 | 5.468 | 0 | [7 empty] | 8.(b) | MOLSON COORS (UK) HOLDINGS LLP | Coors Brewers Ltd, Burton Brewery, Station Street | 31838 | Station Street | -- | BURTON-ON-TRENT | DE14 1BG | 0 | 0 | 0 | 0 | n
UK | 2012 | UK68 | 2012UK68 | 2012-68 | 68 | BP Chemicals Limited Hull | England | Art 4(3) - existing plants | Other (non refineries) | 96.4 | No | 0 | 0 | 0 | 1280 | 247 | 0 | 66 | 0 | [7 empty] | 4.(b) | BP P.L.C. | BP Chemicals Limited , Hull Chemical Industry | 13708 | SALTEND, HULL | -- | HULL | HU12 8DS | 230 | 0 | 0 | 338 | n
UK | 2012 | UK69 | 2012UK69 | 2012-69 | 69 | British Sugar Wissington Sugar Factory | England | Art 4(3) - existing plants | Other (non refineries) | 135 | No | 0 | 0 | 0 | 0.557 | 0 | 0.001 | 0.027 | 0 | [7 empty] | 8.(b) | LLOYDS BANKING GROUP PLC | British Sugar Plc, Wissington Sugar Factory | 13740 | Stoke Ferry, Kings Lynn | -- | Kings Lynn | PE33 9QG | 273 | 0 | 99.6 | 394 | m
UK | 2012 | UK70 | 2012UK70 | 2012-70 | 70 | Not Used 3 | Not Applicable |  |  |  | No | [27 empty] | -
UK | 2012 | UK71 | 2012UK71 | 2012-71 | 71 | British Sugar Bury St Edmunds Sugar Factory Plant 1 | England | Art 4(3) - existing plants | Other (non refineries) | 55.7 | No | 0 | 0 | 0 | 0 | 0 | 0 | 0 | 0 | [7 empty] | 8.(b) | LLOYDS BANKING GROUP PLC | British Sugar Plc, Bury St Edmunds Sugar Factory | 13741 | Hollow Road | -- | BURY ST. EDMUNDS | IP32 7BB | 471 | 0 | 186 | 257 | m
UK | 2012 | UK72 | 2012UK72 | 2012-72 | 72 | British Sugar Bury St Edmunds Sugar Factory Plant 2 | England | Art 4(3) - existing plants | Other (non refineries) | 55.7 | No | 0 | 0 | 0 | 0 | 0 | 0 | 0 | 0 | [7 empty] | 8.(b) | LLOYDS BANKING GROUP PLC | British Sugar Plc, Bury St Edmunds Sugar Factory | 13741 | Hollow Road | -- | BURY ST. EDMUNDS | IP32 7BB | 471 | 0 | 186 | 257 | m
UK | 2012 | UK73 | 2012UK73 | 2012-73 | 73 | British Sugar Newark Sugar Factory | England | Art 4(3) - existing plants | Other (non refineries) | 83.2 | No | 0 | 0 | 0 | 1236 | 8 | 3.5 | 137.7 | 1.1 | [7 empty] | 8.(b) | LLOYDS BANKING GROUP PLC | British Sugar Plc, Newark Sugar Factory | 13743 | MUSKHAM ROAD, NEWARK | -- | NEWARK | NG24 1DL | 176 | 0 | 60.6 | 0 | m
UK | 2012 | UK74 | 2012UK74 | 2012-74 | 74 | Sembcorp Utilities U.K Limited Wilton | England | Art 4(3) - existing plants | Other (non refineries) | 233 | No | 0 | 5551 | 18 | 2472 | 0 | 1456 | 1103 | 214 | [7 empty] | 1.(c) | SEMBCORP UTILITIES (UK) LTD | Sembcorp Utilities (UK) Ltd, Wilton 10 Power Station | 13403 | Sembcorp Utilities (UK) Ltd, PO Box 1985 Wilton | -- | Redcar | TS6 7SD | 1100 | 1460 | 0 | 868 | m
UK | 2012 | UK75 | 2012UK75 | 2012-75 | 75 | Enviroenergy Limited London Road Heat Station | England | Art 4(3) - existing plants | Other (non refineries) | 80 | No | 0 | 0 | 0 | 48.4 | 0 | 0.05 | 2.86 | 0 | [7 empty] | 1.(c) | Enviroenergy Limited | Enviroenergy Limited, London Road Heat Station | 32635 | 12 London Road | -- | Nottingham | NG2 3AB | 0 | 0 | 0 | 0 | m
UK | 2012 | UK76 | 2012UK76 | 2012-76 | 76 | Ford Motor Co Limited Main Site, Dagenham | England | Art 4(3) - existing plants | Other (non refineries) | 171 | No | 0 | 0 | 0.9 | 481.2 | 0 | 0.1 | 23.8 | 0.4
UK | 2012 | UK77 | 2012UK77 | 2012-77 | 77 | SABIC U.K Petrochemicals Limited No 1 Aromatics, North Tees | England | Art 4(3) - existing plants | Other (non refineries) | 77 | No | 0 | 0 | 102 | 1004 | 230 | 68.2 | 69 | 3 | [7 empty] | 1.(b) | SABIC TEES HOLDINGS | Sabic UK Petrochemicals, Teesside Cavity Storage | 130606 | Huntsman Drive, Port Clarence | -- | MIDDLESBROUGH | TS2 1TT | 0 | 0 | 0 | 0 | m
UK | 2012 | UK78 | 2012UK78 | 2012-78 | 78 | SABIC U.K Petrochemicals Limited No 2 Aromatics, North Tees | England | Art 4(3) - existing plants | Other (non refineries) | 128 | No | [15 empty] | 1.(b) | SABIC TEES HOLDINGS | Sabic UK Petrochemicals, Teesside Cavity Storage | 130606 | Huntsman Drive, Port Clarence | -- | MIDDLESBROUGH | TS2 1TT | 0 | 0 | 0 | 0 | m
UK | 2012 | UK79 | 2012UK79 | 2012-79 | 79 | SABIC U.K Petrochemicals Limited Olefins Boilers, Wilton | England | Art 4(3) - existing plants | Other (non refineries) | 66 | No | 0 | 0 | 0 | 12 | 63 | 0 | 1 | 0 | [7 empty] | 1.(b) | SABIC TEES HOLDINGS | Sabic UK Petrochemicals, Teesside Cavity Storage | 130606 | Huntsman Drive, Port Clarence | -- | MIDDLESBROUGH | TS2 1TT | 0 | 0 | 0 | 0 | m
UK | 2012 | UK80 | 2012UK80 | 2012-80 | 80 | Tioxide Europe Limited Greatham Works | England | Art 4(3) - existing plants | Other (non refineries) | 81 | No | 0 | 0 | 0 | 1012 | 0 | 1 | 46 | 1 | [7 empty] | 4.(b) | TIOXIDE GROUP | Tioxide Europe Limited, Greatham Titanium Dioxide | 13503 | Tees Road | -- | HARTLEPOOL | TS25 2DD | 0 | 0 | 0 | 161 | m
UK | 2012 | UK81 | 2012UK81 | 2012-81 | 81 | Weston Point Power Station | England | Art 4(3) - existing plants | Other (non refineries) | 300 | No | [15 empty] | 1.(c) | SCOTTISH AND SOUTHERN ENERGY PLC | SSE Generation Ltd, Weston Point Salt Works CHP Pant | 13394 | Mersey View | -- | Runcorn | WA7 4HB | 205 | 0 | 0 | 194 | m
UK | 2012 | UK82 | 2012UK82 | 2012-82 | 82 | PQ Silicas UK Limited South Bank Works | England | Art 4(3) - existing plants | Other (non refineries) | 98.4 | No | 0 | 0 | 0 | 247.147 | 0 | 0.386 | 20.461 | 0.221 | [7 empty] | 4.(b) | PQ Silicas UK Limited | Warrington Silicas Installation | 32169 | Liverpool Road | -- | Warrington | WA5 1AB | 0 | 0 | 0 | 0 | m
UK | 2012 | UK83 | 2012UK83 | 2012-83 | 83 | Kodak Limited Harrow 1 (Boilers 1,3 &4) | England | Art 4(3) - existing plants | Other (non refineries) | 60.5 | No | 0 | 0 | 0 | 178.8 | 0 | 0.01 | 24.8 | 0.2 | [7 empty] | 1.(c) | KODAK LTD | Kodak Harrow UOD | 13162 | Headstone Drive | -- | Harrow | HA1 4TY | 0 | 0 | 0 | 0 | m
UK | 2012 | UK84 | 2012UK84 | 2012-84 | 84 | Dalkia Utilities Services PLC Berkshire Brewery, Reading | England | Art 4(3) - existing plants | Other (non refineries) | 90 | No
UK | 2012 | UK85 | 2012UK85 | 2012-85 | 85 | Solvay Interox Limited Warrington | England | Art 4(3) - existing plants | Other (non refineries) | 70 | No | 0 | 0 | 43.4 | 0 | 0 | 0.402 | 35.392 | 0.907 | [7 empty] | 4.(b) | SOLVAY UK HOLDING COMPANY LIMITED | SOLVAY INTEROX LTD, Baronet Road Chemicals | 130228 | PO Box 9, Warrington | -- | Warrington | WA4 6HB | 0 | 0 | 0 | 0 | n
UK | 2012 | UK86 | 2012UK86 | 2012-86 | 86 | Not Used 4 | Not Applicable | [31 empty] | -
UK | 2012 | UK87 | 2012UK87 | 2012-87 | 87 | DS Smith Paper Limited Wansborough Paper Mill | England | Art 4(3) - existing plants | Other (non refineries) | 85 | No | 0 | 0 | 0 | 1019 | 0 | 0.693 | 19.536 | 0 | [7 empty] | 6.(b) | DS SMITH PLC | St. Regis Paper Company Limited, WANSBROUGH PAPER MILL | 13462 | WANSBROUGH PAPER MILL, WATCHET | -- | WATCHET | TA23 0AY | 0 | 0 | 0 | 0 | n
UK | 2012 | UK88 | 2012UK88 | 2012-88 | 88 | Not Used 5 | Not Applicable | [31 empty] | -
UK | 2012 | UK94 | 2012UK94 | 2012-94 | 94 | UPM-Kymmene UK Limited Shotton Paper Mill | Wales | Art 4(3) - existing plants | Other (non refineries) | 90 | No | 0 | 0 | 0 | 172 | 0 | 0 | 8 | 0 | [7 empty] | 6.(b) | UPM-KYMMENE (UK) HOLDINGS PLC | UPM-Kymmene UK Ltd, DEESIDE PAPERMILL | 13430 | SHOTTON, DEESIDE | -- | DEESIDE | CH5 2LL | 326 | 0 | 0 | 0 | n
UK | 2012 | UK96 | 2012UK96 | 2012-96 | 96 | Cofely Energy Limited Grimsby Chimney 3 | England | Art 4(3) - existing plants | Other (non refineries) | 70 | No | 0 | 0 | 0 | 132.598 | 0 | 0 | 10.9075 | 0
UK | 2012 | UK97 | 2012UK97 | 2012-97 | 97 | AES Indian Queens , St Denis, Cornwall | England | Art 4(1) - old-new plants | ESI | 425 | Yes | 0 | 0 | 120 | 0 | 0 | 10.005 | 1.667 | 0.098 | [7 empty] | 1.(c) | INTERNATIONAL POWER PLC | Indian Queens Power Ltd | 32776 | Gaverigan, St. Dennis | -- | ST. AUSTELL | PL26 8BY | 0 | 0 | 0 | 0 | m
UK | 2012 | UK98 | 2012UK98 | 2012-98 | 98 | Aylesford Newsprint Services A1 Aylesford, Kent ME20 7DL | England | Art 4(1) - old-new plants | CHP | 166 | Yes | 0 | 0 | 0 | 45 | 0 | 0 | 0 | 0 | [7 empty] | 6.(b) | AYLESFORD NEWSPRINT HOLDINGS LIMITED | Aylesford Newsprint Ltd , AYLESFORD NEWSPRINT PAPER MILL | 13397 | Bellingham Way, Aylesford | -- | MAIDSTONE | ME20 7DL | 194 | 0 | 0 | 313 | m
UK | 2012 | UK99 | 2012UK99 | 2012-99 | 99 | Aylesford Newsprint Services A2 Aylesford, Kent ME20 7DL | England | Art 4(1) - old-new plants | CHP | 166 | Yes | 0 | 0 | 0 | 4405 | 0 | 3 | 190 | 4 | [7 empty] | 6.(b) | AYLESFORD NEWSPRINT HOLDINGS LIMITED | Aylesford Newsprint Ltd , AYLESFORD NEWSPRINT PAPER MILL | 13397 | Bellingham Way, Aylesford | -- | MAIDSTONE | ME20 7DL | 194 | 0 | 0 | 313 | m
UK | 2012 | UK100 | 2012UK100 | 2012-100 | 100 | Baglan Operations, Baglan CCGT | Wales | Art 4(1) - old-new plants | ESI | 1000 | Yes | 0 | 0 | 0 | 12013.412 | 0 | 0 | 204.85 | 0 | [7 empty] | 1.(c) | IGE USA INVESTMENTS | Baglan Operations Limited, BAGLAN POWER STATION | 13465 | OLD ROAD BRITON FERRY, NEATH | -- | NEATH | SA12 7GE | 205 | 0 | 0 | 605 | m
UK | 2012 | UK101 | 2012UK101 | 2012-101 | 101 | BP Chemicals Limited Hull SB8 Boiler | England | Art 4(1) - old-new plants | Other (non refineries) | 87 | No | 0 | 0 | 74 | 798 | 0 | 0 | 23 | 0 | [7 empty] | 4.(b) | BP P.L.C. | BP Chemicals Limited , Hull Chemical Industry | 13708 | SALTEND, HULL | -- | HULL | HU12 8DS | 230 | 0 | 0 | 338 | n
UK | 2012 | UK102 | 2012UK102 | 2012-102 | 102 | RWE Hythe CHP Plant Charleston Rd, Hardley, Hythe (Refer to 365) | England | Art 4(1) - old-new plants | CHP | 64 | Yes | 0 | 0 | 0 | 2857 | 0 | 0 | 140 | 0
UK | 2012 | UK103 | 2012UK103 | 2012-103 | 103 | Bristol Energy Limited Bristol OCGT, Filton | England | Art 4(1) - old-new plants | ESI | 120 | Yes | 0 | 0 | 0 | 69.649 | 0 | 0 | 2.24 | 0 | [7 empty] | 1.(c) | ROLLS-ROYCE GROUP PLC | Bristol Energy Ltd, Bristol Energy | 31611 | Rolls-Royce Mael Works | -- | Bristol | BS12 7QE | 0 | 0 | 0 | 0 | m
UK | 2012 | UK104 | 2012UK104 | 2012-104 | 104 | British Salt Limited Middlewich, Cheshire | England | Art 4(3) - existing plants | Other (non refineries) | 82.5 | No | 0 | 0 | 0 | 1111 | 0 | 0 | 26 | 0
UK | 2012 | UK105 | 2012UK105 | 2012-105 | 105 | British Sugar plc, Bury St Edmonds.Boilers CHP and HRSG | England | Art 4(1) - old-new plants | CHP | 212 | Yes | 0 | 0 | 0 | 3458.341 | 0 | 10.09 | 88.09 | 3.18 | [7 empty] | 8.(b) | LLOYDS BANKING GROUP PLC | British Sugar Plc, Bury St Edmunds Sugar Factory | 13741 | Hollow Road | -- | BURY ST. EDMUNDS | IP32 7BB | 471 | 0 | 186 | 257 | n
UK | 2012 | UK106 | 2012UK106 | 2012-106 | 106 | British Sugar plc, Wissington CHP plant | England | Art 4(1) - old-new plants | CHP | 212 | Yes | 0 | 0 | 3.286 | 5322.102 | 0 | 15.411 | 184.536 | 4.84 | [7 empty] | 8.(b) | LLOYDS BANKING GROUP PLC | British Sugar Plc, Wissington Sugar Factory | 13740 | Stoke Ferry, Kings Lynn | -- | Kings Lynn | PE33 9QG | 273 | 0 | 99.6 | 394 | m
UK | 2012 | UK107 | 2012UK107 | 2012-107 | 107 | Centrica Barry Power Station | Wales | Art 4(3) - existing plants | ESI | 469 | Yes | 0 | 0 | 0 | 664.762 | 0 | 0.32 | 16.81 | 0.48 | [7 empty] | 5.(a) | CENTRICA PLC | Centrica BArry Ltd, Barry Power Station | 13775 | Sully Moors Road | -- | Penarth | CF64 5YU | 0 | 0 | 0 | 0 | m
UK | 2012 | UK108 | 2012UK108 | 2012-108 | 108 | Centrica Brigg GT1A | England | Art 4(1) - old-new plants | ESI | 135 | Yes | 0 | 0 | 0.155 | 2.285 | 0 | 0 | 0 | 0 | [7 empty] | 1.(c) | CENTRICA PLC | Centrica Brigg Limited, Glanford Brigg Generating Station | 31745 | Glanford Brigg Generating Station, Scawby Brook | -- | Brigg | DN20 9LT | 0 | 0 | 0 | 0 | n
UK | 2012 | UK109 | 2012UK109 | 2012-109 | 109 | Centrica Brigg GT1B | England | Art 4(1) - old-new plants | ESI | 135 | Yes | 0 | 0 | 0.158 | 2.285 | 0 | 0 | 0 | 0 | [7 empty] | 1.(c) | CENTRICA PLC | Centrica Brigg Limited, Glanford Brigg Generating Station | 31745 | Glanford Brigg Generating Station, Scawby Brook | -- | Brigg | DN20 9LT | 0 | 0 | 0 | 0 | n
UK | 2012 | UK110 | 2012UK110 | 2012-110 | 110 | Centrica Brigg GT2A | England | Art 4(1) - old-new plants | ESI | 135 | Yes | 0 | 0 | 0 | 1.826 | 0 | 0 | 0 | 0 | [7 empty] | 1.(c) | CENTRICA PLC | Centrica Brigg Limited, Glanford Brigg Generating Station | 31745 | Glanford Brigg Generating Station, Scawby Brook | -- | Brigg | DN20 9LT | 0 | 0 | 0 | 0 | n
UK | 2012 | UK112 | 2012UK112 | 2012-112 | 112 | Centrica Brigg GT2B | England | Art 4(1) - old-new plants | ESI | 135 | Yes | 0 | 0 | 0 | 2.285 | 0 | 0 | 0 | 0 | [7 empty] | 1.(c) | CENTRICA PLC | Centrica Brigg Limited, Glanford Brigg Generating Station | 31745 | Glanford Brigg Generating Station, Scawby Brook | -- | Brigg | DN20 9LT | 0 | 0 | 0 | 0 | n
UK | 2012 | UK113 | 2012UK113 | 2012-113 | 113 | Centrica Energy, King's Lynn Power Station | England | Art 4(1) - old-new plants | ESI | 705 | Yes | 0 | 0 | 0 | 0 | 0 | 0 | 0 | 0 | [7 empty] | 1.(c) | CENTRICA PLC | Centrica KL Limited, King's Lynn Power Station | 13776 | Willows Business Park | -- | KING'S LYNN | PE34 3RD | 0 | 0 | 0 | 0 | n
UK | 2012 | UK114 | 2012UK114 | 2012-114 | 114 | Centrica Energy, South Humber Bank A1 GT 13 | England | Art 4(1) - old-new plants | ESI | 524 | Yes | 0 | 0 | 0 | 3113.581 | 0 | 0 | 168.0098 | 0 | [7 empty] | 1.(c) | CENTRICA PLC | Centrica SHB Ltd, South Humber Bank Power Station | 13090 | South Marsh Road, Stallingborough | -- | Stallingborough | DN41 8BZ | 733 | 0 | 0 | 913 | m
UK | 2012 | UK115 | 2012UK115 | 2012-115 | 115 | Centrica Energy, South Humber Bank A2 GTs 11 & 12 | England | Art 4(1) - old-new plants | ESI | 1006 | Yes | 0 | 0 | 0 | 6592.628 | 0 | 0 | 251.4739 | 0 | [7 empty] | 1.(c) | CENTRICA PLC | Centrica SHB Ltd, South Humber Bank Power Station | 13090 | South Marsh Road, Stallingborough | -- | Stallingborough | DN41 8BZ | 733 | 0 | 0 | 913 | m
UK | 2012 | UK116 | 2012UK116 | 2012-116 | 116 | Centrica Energy, South Humber Bank A3 GTs 21 & 22 | England | Art 4(1) - old-new plants | ESI | 1047 | Yes | 0 | 0 | 0 | 5559.342 | 0 | 0 | 313.2393 | 0 | [7 empty] | 1.(c) | CENTRICA PLC | Centrica SHB Ltd, South Humber Bank Power Station | 13090 | South Marsh Road, Stallingborough | -- | Stallingborough | DN41 8BZ | 733 | 0 | 0 | 913 | m
UK | 2012 | UK117 | 2012UK117 | 2012-117 | 117 | Centrica KPS, Killingholme GT1 | England | Art 4(1) - old-new plants | ESI | 484 | Yes | 0 | 0 | 0 | 1479 | 0 | 0.118 | 152 | 0 | [7 empty] | 1.(c) | CENTRICA PLC | Centrica KPS Ltd, Centrica Killingholme Power Station | 13779 | Chase Hill Road, North Killingholme | -- | Immingham | DN40 3EH | 480 | 0 | 0 | 276 | m
UK | 2012 | UK118 | 2012UK118 | 2012-118 | 118 | Centrica KPS, Killingholme GT2 | England | Art 4(1) - old-new plants | ESI | 484 | Yes | 0 | 0 | 0 | 1650 | 0 | 0 | 155 | 0 | [7 empty] | 1.(c) | CENTRICA PLC | Centrica KPS Ltd, Centrica Killingholme Power Station | 13779 | Chase Hill Road, North Killingholme | -- | Immingham | DN40 3EH | 480 | 0 | 0 | 276 | m
UK | 2012 | UK119 | 2012UK119 | 2012-119 | 119 | Centrica KPS, Killingholme GT3 | England | Art 4(1) - old-new plants | ESI | 498 | Yes | 0 | 0 | 0 | 1744 | 0 | 0 | 173 | 0 | [7 empty] | 1.(c) | CENTRICA PLC | Centrica KPS Ltd, Centrica Killingholme Power Station | 13779 | Chase Hill Road, North Killingholme | -- | Immingham | DN40 3EH | 480 | 0 | 0 | 276 | m
UK | 2012 | UK120 | 2012UK120 | 2012-120 | 120 | Centrica PB Limited, Peterborough Power station Stack A1 | England | Art 4(1) - old-new plants | ESI | 395 | Yes | 0 | 0 | 0 | 287.715 | 0 | 0 | 0 | 0 | [7 empty] | 1.(c) | CENTRICA PLC | Centrica PB Ltd, Peterborough Power Station | 13778 | Storeys Bar Road, Peterborough | -- | Peterborough | PE1 5NT | 0 | 0 | 0 | 0 | n
UK | 2012 | UK121 | 2012UK121 | 2012-121 | 121 | Centrica PB Limited, Peterborough Power station Stack A2 | England | Art 4(1) - old-new plants | ESI | 395 | Yes | 0 | 0 | 0 | 78.057 | 0 | 0 | 0 | 0 | [7 empty] | 1.(c) | CENTRICA PLC | Centrica PB Ltd, Peterborough Power Station | 13778 | Storeys Bar Road, Peterborough | -- | Peterborough | PE1 5NT | 0 | 0 | 0 | 0 | n
UK | 2012 | UK122 | 2012UK122 | 2012-122 | 122 | Centrica Roosecote Power Station, Barrow-in-Furness | England | Art 4(1) - old-new plants | ESI | 456 | Yes | 0 | 0 | 0 | 28 | 0 | 0 | 6 | 0 | [7 empty] | 1.(a) | CENTRICA PLC | Barrow Gas Terminals - North and South | 13100 | RAMPSIDE ROAD , BARROW-IN-FURNESS | -- | BARROW-IN-FURNESS | LA13 0QU | 309 | 0 | 0 | 354 | n
UK | 2012 | UK123 | 2012UK123 | 2012-123 | 123 | Centrica Storage Limited RB211 gas turbine, Easington | England | Art 4(1) - old-new plants | Other (non refineries) | 63.8 | Yes | 0 | 0 | 0 | 612.574 | 0 | 0.16629 | 53.922 | 0 | [7 empty] | 1.(c) | CENTRICA PLC | Centrica Storage Limited, Easington Gas Terminal | 13783 | Dimlington Road | -- | Hull | HU12 0SX | 0 | 0 | 0 | 0 | m
UK | 2012 | UK124 | 2012UK124 | 2012-124 | 124 | ConocoPhillips HOR CHP ST703 | England | Art 4(1) - old-new plants | Refineries | 120 | Yes | 0 | 0 | 0 | 778.97 | 329.938 | 0.531 | 217.403 | 0.39
UK | 2012 | UK125 | 2012UK125 | 2012-125 | 125 | ConocoPhillips HOR ST6001 | England | Art 4(2) - new-new plants | Refineries | 127 | No | 0 | 0 | 0 | 0 | 1743.647 | 6 | 75.946 | 0.617
UK | 2012 | UK126 | 2012UK126 | 2012-126 | 126 | ConocoPhillips Petroleum, Seal Sands, Teeside. | England | Art 4(2) - new-new plants |  | 104 | Yes | 0 | 0 | 0 | 0 | 0
UK | 2012 | UK127 | 2012UK127 | 2012-127 | 127 | Corby Power Limited Stack A1 | England | Art 4(1) - old-new plants | ESI | 407 | Yes | 0 | 0 | 0 | 329.412 | 0 | 0 | 6.5 | 0 | [7 empty] | 1.(c) | Corby Power Limited | Corby Power Limited, Corby Power Station | 13821 | Mitchell Road, Corby | -- | CORBY | NN17 5QT | 0 | 0 | 0 | 0 | n
UK | 2012 | UK128 | 2012UK128 | 2012-128 | 128 | Corby Power Limited Stack A2 | England | Art 4(1) - old-new plants | ESI | 407 | Yes | 0 | 0 | 0 | 329.412 | 0 | 0 | 6.5 | 0 | [7 empty] | 1.(c) | Corby Power Limited | Corby Power Limited, Corby Power Station | 13821 | Mitchell Road, Corby | -- | CORBY | NN17 5QT | 0 | 0 | 0 | 0 | n
UK | 2012 | UK129 | 2012UK129 | 2012-129 | 129 | Corus Llanwern 3 package boilers | Wales | Art 4(2) - new-new plants | Iron/steel | 58 | No | 0 | 0 | 0.546 | 404.916 | 0 | 0.18 | 15.7 | 0.1119 | [7 empty] | 2.(c) | CORUS GROUP LIMITED | Corus UK Limited, Llanwern Steelworks | 13828 | Llanwern Works, Newport | -- | Newport | NP19 4QZ | 0 | 0 | 0 | 0 | m
UK | 2012 | UK130 | 2012UK130 | 2012-130 | 130 | Corus Port Talbot PT Works NP (ICL5) | Wales | Art 4(2) - new-new plants | Iron/steel | 70 | No | 0 | 0 | 0 | 164 | 1411 | 18 | 20 | 3 | [7 empty] | 2.(a) | CORUS GROUP LIMITED | PORT TALBOT STEEL WORKS | 13829 | Abbey Works, Margam | -- | PORT TALBOT | SA13 2NG | 5080 | 5660 | 1320 | 5120 | n
UK | 2012 | UK131 | 2012UK131 | 2012-131 | 131 | Coryton Energy A1Coryton Energy CCGT | England | Art 4(1) - old-new plants | ESI | 773 | Yes | 0 | 0 | 0 | 4119 | 0 | 0.31 | 85 | 3.7 | [7 empty] | 1.(c) | INTERGEN HOLDINGS (UK) LTD | Coryton Energy Company Limited, Coryton CCGT Power Station | 32855 | The Manorway, Coryton | -- | STANFORD-LE-HOPE | SS17 9GN | 196 | 0 | 0 | 481 | m
UK | 2012 | UK132 | 2012UK132 | 2012-132 | 132 | Coryton Energy A2 Coryton Energy CCGT | England | Art 4(1) - old-new plants | ESI | 773 | Yes | 0 | 0 | 0 | 4400 | 0 | 0.33 | 111 | 3.9 | [7 empty] | 1.(c) | INTERGEN HOLDINGS (UK) LTD | Coryton Energy Company Limited, Coryton CCGT Power Station | 32855 | The Manorway, Coryton | -- | STANFORD-LE-HOPE | SS17 9GN | 196 | 0 | 0 | 481 | m
UK | 2012 | UK133 | 2012UK133 | 2012-133 | 133 | Coryton Refinery Boiler 3 | Wales | [19 empty] | 1.(c) | INTERGEN HOLDINGS (UK) LTD | Coryton Energy Company Limited, Coryton CCGT Power Station | 32855 | The Manorway, Coryton | -- | STANFORD-LE-HOPE | SS17 9GN | 196 | 0 | 0 | 481 | m
UK | 2012 | UK134 | 2012UK134 | 2012-134 | 134 | Coryton Refinery GTG/HRSG | England | Art 4(1) - old-new plants | Refineries | 154 | Yes | 0 | 0 | 0 | 1260.871 | 42.354 | 12.45 | 114.27 | 0.1 | [7 empty] | 1.(c) | INTERGEN HOLDINGS (UK) LTD | Coryton Energy Company Limited, Coryton CCGT Power Station | 32855 | The Manorway, Coryton | -- | STANFORD-LE-HOPE | SS17 9GN | 196 | 0 | 0 | 481 | m
UK | 2012 | UK135 | 2012UK135 | 2012-135 | 135 | Croydon Energy Limited GT | England | Art 4(3) - existing plants | ESI | 122.7 | Yes | 0 | 0 | 0 | 27 | 0 | 0 | 0 | 0 | [7 empty] | 1.(c) | INTERGEN HOLDINGS (UK) LTD | Coryton Energy Company Limited, Coryton CCGT Power Station | 32855 | The Manorway, Coryton | -- | STANFORD-LE-HOPE | SS17 9GN | 196 | 0 | 0 | 481 | m
UK | 2012 | UK136 | 2012UK136 | 2012-136 | 136 | Cofely Limited, Syngenta CHP, Huddersfield | England | Art 4(1) - old-new plants | CHP | 72 | Yes | 0 | 0 | 4 | 982 | 0 | 1 | 54 | 1
UK | 2012 | UK137 | 2012UK137 | 2012-137 | 137 | Damhead Creek Power Station A1 Kingsnorth, Hoo, Rochester, Kent.ME3 9TX | England | Art 4(1) - old-new plants | ESI | 800 | Yes | 0 | 0 | 0 | 11003 | 0 | 0 | 476 | 0 | [7 empty] | 1.(c) | SCOTTISH POWER LIMITED | Scottish Power (DCOL) Ltd, Damhead Creek Power Station | 13865 | Kingsnorth, Hoo | -- | ROCHESTER | ME3 9TX | 1020 | 0 | 0 | 1260 | n
UK | 2012 | UK138 | 2012UK138 | 2012-138 | 138 | Damhead Creek Power Station A2 Kingsnorth, Hoo, Rochester, Kent.ME3 9TX | England | Art 4(1) - old-new plants | ESI | 800 | Yes | 0 | 0 | 0 | 14012 | 0 | 0 | 541 | 0 | [7 empty] | 1.(c) | SCOTTISH POWER LIMITED | Scottish Power (DCOL) Ltd, Damhead Creek Power Station | 13865 | Kingsnorth, Hoo | -- | ROCHESTER | ME3 9TX | 1020 | 0 | 0 | 1260 | n
UK | 2012 | UK139 | 2012UK139 | 2012-139 | 139 | Deeside Power, Flintshire CCGT (GT 1) | Wales | Art 4(1) - old-new plants | ESI | 464 | Yes | 0 | 0 | 0 | 2807 | 0 | 2 | 166 | 2 | [7 empty] | 1.(c) | INTERNATIONAL POWER PLC | Deeside Power Limited, Deeside Power Station | 13873 | Weighbridge Road, Deeside Industrial Park | -- | DEESIDE | CH5 2UL | 349 | 0 | 0 | 315 | m
UK | 2012 | UK140 | 2012UK140 | 2012-140 | 140 | Deeside Power, Flintshire CCGT (GT 2) | Wales | Art 4(1) - old-new plants | ESI | 464 | Yes | 0 | 0 | 0 | 2724 | 0 | 2 | 183 | 2 | [7 empty] | 1.(c) | INTERNATIONAL POWER PLC | Deeside Power Limited, Deeside Power Station | 13873 | Weighbridge Road, Deeside Industrial Park | -- | DEESIDE | CH5 2UL | 349 | 0 | 0 | 315 | m
UK | 2012 | UK141 | 2012UK141 | 2012-141 | 141 | Derby Cogeneration Limited, Rolls Royce plc Sinfin C Site | England | Art 4(1) - old-new plants | CHP | 143 | Yes | 0 | 0 | 0 | 771.1 | 0 | 0.543 | 30.116 | 0.653 | [7 empty] | 1.(c) | ROLLS-ROYCE GROUP PLC | Rolls-Royce Power Ventures Ltd, Derby Sinfin CHP Plant | 32305 | Victory Road | -- | Derby | DE24 8BJ | 0 | 0 | 0 | 0 | n
UK | 2012 | UK142 | 2012UK142 | 2012-142 | 142 | Derwent Cogeneration Limited Derwent Power Stn. Spondon | England | Art 4(3) - existing plants | CHP | 122 | Yes | 0 | 0 | 0 | 0.909 | 0 | 0.44 | 65.9 | 0.06 | [7 empty] | 1.(c) | Derwent Cogeneration Limited | Derwent Cogeneration Limited, Derwent Power Station | 31697 | PO Box 489, Derby | -- | Derby | DE21 7ZS | 495 | 0 | 0 | 357 | m
UK | 2012 | UK143 | 2012UK143 | 2012-143 | 143 | Derwent Cogeneration Limited Derwent Power Stn. Spondon | England | Art 4(3) - existing plants | CHP | 122 | Yes | 0 | 0 | 0 | 1.092 | 0 | 0.51 | 88 | 0.062 | [7 empty] | 1.(c) | Derwent Cogeneration Limited | Derwent Cogeneration Limited, Derwent Power Station | 31697 | PO Box 489, Derby | -- | Derby | DE21 7ZS | 495 | 0 | 0 | 357 | m
UK | 2012 | UK144 | 2012UK144 | 2012-144 | 144 | Derwent Cogeneration Limited Derwent Power Stn. Spondon | England | Art 4(3) - existing plants | CHP | 122 | Yes | 0 | 0 | 0 | 2.222 | 0 | 1.04 | 173.4 | 0.428 | [7 empty] | 1.(c) | Derwent Cogeneration Limited | Derwent Cogeneration Limited, Derwent Power Station | 31697 | PO Box 489, Derby | -- | Derby | DE21 7ZS | 495 | 0 | 0 | 357 | m
UK | 2012 | UK145 | 2012UK145 | 2012-145 | 145 | Derwent Cogeneration Limited Derwent Power Stn. Spondon | England | Art 4(3) - existing plants | CHP | 122 | Yes | 0 | 0 | 0 | 2.087 | 0 | 0.97 | 167.5 | 0.408 | [7 empty] | 1.(c) | Derwent Cogeneration Limited | Derwent Cogeneration Limited, Derwent Power Station | 31697 | PO Box 489, Derby | -- | Derby | DE21 7ZS | 495 | 0 | 0 | 357 | m
UK | 2012 | UK146 | 2012UK146 | 2012-146 | 146 | Dragon LNG, WaterstonExisting GTs | Wales | Art 4(3) - existing plants | CHP | 148.5 | Yes | 0 | 0 | 0 | 3554 | 0 | 0 | 298 | 0 | [7 empty] | 1.(c) | BG GROUP PLC | Dragon LNG Ltd, Waterston Refinery | 130227 | Waterston Road | -- | Milford Haven | SA73 1DR | 303 | 0 | 0 | 181 | m
UK | 2012 | UK147 | 2012UK147 | 2012-147 | 147 | E.ON CHP Limited CoGeneration Castleford Limited., Castleford | England | Art 4(1) - old-new plants | CHP | 122.18 | Yes | 0 | 0 | 0 | 195 | 0 | 0 | 3 | 0 | [7 empty] | 1.(c) | E.ON UK PLC | E.ON UK Cogeneration, H AND W CHP PLANT | 12984 | WHELDON ROAD, CASTLEFORD | -- | CASTLEFORD | WF10 2JT | 0 | 0 | 0 | 0 | n
UK | 2012 | UK148 | 2012UK148 | 2012-148 | 148 | E.ON CHP Limited, Stoke-on-Trent | England | Art 4(3) - existing plants | Other (non refineries) | 131 | Yes | 0 | 0 | 0 | 0 | 0 | 0 | 0 | 0
UK | 2012 | UK149 | 2012UK149 | 2012-149 | 149 | E.ON Cogen Dewsbury CCGT, Thornhill | England | Art 4(1) - old-new plants | Other (non refineries) | 122 | Yes | 0 | 0 | 0 | 243 | 0 | 0 | 2 | 0 | [7 empty] | 1.(c) | E.ON UK PLC | E.ON UK Cogeneration Ltd, Thornhill Power Station | 31768 | Calder Road | -- | DEWSBURY | WF12 9EA | 0 | 0 | 0 | 0 | m
UK | 2012 | UK150 | 2012UK150 | 2012-150 | 150 | E.ON Connah's Quay CCGT (A1) | Wales | Art 4(1) - old-new plants | ESI | 651 | Yes | 0 | 0 | 0 | 5619.59 | 0 | 0.62 | 122.2 | 5 | [7 empty] | 1.(c) | POWERGEN UK HOLDING COMPANY LIMITED | Connah's Quay Power Station | 12986 | Kelsterton Road, Connah's Quay | -- | Connah's Quay | CH5 4BP | 329 | 0 | 0 | 907 | m
UK | 2012 | UK151 | 2012UK151 | 2012-151 | 151 | E.ON Connah's Quay CCGT (A2) | Wales | Art 4(1) - old-new plants | ESI | 651 | Yes | 0 | 0 | 0 | 2617.03 | 0 | 0.29 | 44.46 | 2.73 | [7 empty] | 1.(c) | POWERGEN UK HOLDING COMPANY LIMITED | Connah's Quay Power Station | 12986 | Kelsterton Road, Connah's Quay | -- | Connah's Quay | CH5 4BP | 329 | 0 | 0 | 907 | m
UK | 2012 | UK152 | 2012UK152 | 2012-152 | 152 | E.ON Connah's Quay CCGT (A3) | Wales | Art 4(1) - old-new plants | ESI | 651 | Yes | 0 | 0 | 0 | 2570.6 | 0 | 0.28 | 56.16 | 2.29 | [7 empty] | 1.(c) | POWERGEN UK HOLDING COMPANY LIMITED | Connah's Quay Power Station | 12986 | Kelsterton Road, Connah's Quay | -- | Connah's Quay | CH5 4BP | 329 | 0 | 0 | 907 | m
UK | 2012 | UK153 | 2012UK153 | 2012-153 | 153 | E.ON Connah's Quay CCGT (A4) | Wales | Art 4(1) - old-new plants | ESI | 651 | Yes | 0 | 0 | 0 | 2417.22 | 0 | 0.52 | 106.56 | 2.15 | [7 empty] | 1.(c) | POWERGEN UK HOLDING COMPANY LIMITED | Connah's Quay Power Station | 12986 | Kelsterton Road, Connah's Quay | -- | Connah's Quay | CH5 4BP | 329 | 0 | 0 | 907 | m
UK | 2012 | UK154 | 2012UK154 | 2012-154 | 154 | E.ON Cottam Development Centre | England | Art 4(3) - existing plants | Other (non refineries) | 400 | Yes | 0 | 0 | 0 | 1755 | 0 | 2.19 | 25.87 | 10.38 | [7 empty] | 1.(c) | EON PLC | EON PLC, Cottam Development Centre | 12987 | Outgang Lane, Retford | -- | Retford | DN22 0TF | 0 | 0 | 0 | 100 | m
UK | 2012 | UK155 | 2012UK155 | 2012-155 | 155 | E.ON Enfield CCGT | England | Art 4(1) - old-new plants | ESI | 686 | Yes | 0 | 0 | 0 | 3995 | 0 | 0.3 | 111 | 0 | [7 empty] | 1.(c) | POWERGEN UK HOLDING COMPANY LIMITED | E.On UK Plc, Enfield Power Station | 32422 | Brancroft Way | -- | ENFIELD | EN3 7PL | 111 | 0 | 0 | 225 | n
UK | 2012 | UK156 | 2012UK156 | 2012-156 | 156 | E.ON Grain LCP 2 | England | Art 4(3) - existing plants | ESI | 150 | Yes | 0 | 0 | 0 | 0 | 0 | 0 | 1 | 0 | [7 empty] | 1.(c) | POWERGEN UK HOLDING COMPANY LIMITED | E.ON UK plc, Grain Power Station, Kent | 12989 | Grain Power Station, Isle of Grain | -- | ROCHESTER | ME3 0AR | 870 | 0 | 0 | 2080 | m
UK | 2012 | UK157 | 2012UK157 | 2012-157 | 157 | E.ON Grain PS | England | Art 4(3) - existing plants | ESI | 3700 | No | 0 | 0 | 0 | 0 | 0 | 0 | 0 | 0 | [7 empty] | 1.(c) | POWERGEN UK HOLDING COMPANY LIMITED | E.ON UK plc, Grain Power Station, Kent | 12989 | Grain Power Station, Isle of Grain | -- | ROCHESTER | ME3 0AR | 870 | 0 | 0 | 2080 | m
UK | 2012 | UK158 | 2012UK158 | 2012-158 | 158 | E.ON Ironbridge PS | England | Art 4(3) - existing plants | ESI | 2620 | No | 0 | 2001 | 87 | 0 | 0 | 607 | 347 | 39 | [7 empty] | 1.(c) | POWERGEN UK HOLDING COMPANY LIMITED | E.ON UK PLC, Ironbridge Power Station | 12985 | Buildwas Road, Ironbridge | -- | TELFORD | TF8 7BL | 347 | 611 | 0 | 146 | m
UK | 2012 | UK159 | 2012UK159 | 2012-159 | 159 | E.ON Killingholme Power Station GT11 | England | Art 4(1) - old-new plants | ESI | 445 | Yes | 0 | 0 | 0 | 316.329 | 0 | 0.02 | 11 | 0.28 | [7 empty] | 1.(c) | POWERGEN UK HOLDING COMPANY LIMITED | E.ON UK plc, Killingholme Power Station | 32403 | Chase Hill Road, North Killingholme | -- | Immingham | DN40 3LU | 0 | 0 | 0 | 135 | m
UK | 2012 | UK160 | 2012UK160 | 2012-160 | 160 | E.ON Killingholme Power Station GT12 | England | Art 4(1) - old-new plants | ESI | 445 | Yes | 0 | 0 | 0 | 312.565 | 0 | 0.02 | 9 | 0.79 | [7 empty] | 1.(c) | POWERGEN UK HOLDING COMPANY LIMITED | E.ON UK plc, Killingholme Power Station | 32403 | Chase Hill Road, North Killingholme | -- | Immingham | DN40 3LU | 0 | 0 | 0 | 135 | m
UK | 2012 | UK161 | 2012UK161 | 2012-161 | 161 | E.ON Killingholme Power Station GT21 | England | Art 4(1) - old-new plants | ESI | 445 | Yes | 0 | 0 | 0 | 892.768 | 0 | 0.07 | 25 | 0.77 | [7 empty] | 1.(c) | POWERGEN UK HOLDING COMPANY LIMITED | E.ON UK plc, Killingholme Power Station | 32403 | Chase Hill Road, North Killingholme | -- | Immingham | DN40 3LU | 0 | 0 | 0 | 135 | m
UK | 2012 | UK162 | 2012UK162 | 2012-162 | 162 | E.ON Killingholme Power Station GT22 | England | Art 4(1) - old-new plants | ESI | 445 | Yes | 0 | 0 | 0 | 865.809 | 0 | 0.06 | 26 | 2.12 | [7 empty] | 1.(c) | POWERGEN UK HOLDING COMPANY LIMITED | E.ON UK plc, Killingholme Power Station | 32403 | Chase Hill Road, North Killingholme | -- | Immingham | DN40 3LU | 0 | 0 | 0 | 135 | m
UK | 2012 | UK163 | 2012UK163 | 2012-163 | 163 | E.ON Kingsnorth LCP2 | England | Art 4(3) - existing plants | ESI | 100 | Yes | 0 | 0 | 2 | 0 | 0 | 0 | 1 | 0 | [7 empty] | 1.(c) | POWERGEN UK HOLDING COMPANY LIMITED | E.On UK Plc, Kingsnorth Power Station | 32610 | PO Box 15, Hoo | -- | ROCHESTER | ME3 9LD | 9500 | 24900 | 622 | 6470 | m
UK | 2012 | UK164 | 2012UK164 | 2012-164 | 164 | E.ON Kingsnorth LCP3 | England | Art 4(3) - existing plants | ESI | 100 | Yes | 0 | 0 | 2 | 0 | 0 | 0 | 1 | 0 | [7 empty] | 1.(c) | POWERGEN UK HOLDING COMPANY LIMITED | E.On UK Plc, Kingsnorth Power Station | 32610 | PO Box 15, Hoo | -- | ROCHESTER | ME3 9LD | 9500 | 24900 | 622 | 6470 | m
UK | 2012 | UK165 | 2012UK165 | 2012-165 | 165 | E.ON Kingsnorth PS | England | Art 4(3) - existing plants | ESI | 5500 | No | 0 | 67290 | 4 | 0 | 0 | 24800 | 9498 | 777 | [6 empty] | 2012 | 1.(c) | POWERGEN UK HOLDING COMPANY LIMITED | E.On UK Plc, Kingsnorth Power Station | 32610 | PO Box 15, Hoo | -- | ROCHESTER | ME3 9LD | 9500 | 24900 | 622 | 6470 | m
UK | 2012 | UK166 | 2012UK166 | 2012-166 | 166 | E.ON Port of Liverpool | England | Art 4(1) - old-new plants | CHP | 99 | Yes | 0 | 0 | 0.119 | 2536.833 | 0 | 0.57 | 65.6 | 0.002 | [7 empty] | 1.(c) | E.ON UK PLC | E.ON UK CHP Limited, PORT OF LIVERPOOL CHP PLANT | 12979 | REGENT ROAD, BOOTLE | -- | BOOTLE | L20 1ED | 0 | 0 | 0 | 144 | m
UK | 2012 | UK167 | 2012UK167 | 2012-167 | 167 | E.ON Ratcliffe PS | England | Art 4(3) - existing plants | ESI | 5272 | No | 0 | 108724.43 | 10.752 | 0 | 0 | 13410.34 | 16474.9 | 80.62 | [7 empty] | 1.(c) | POWERGEN UK HOLDING COMPANY LIMITED | E.ON UK plc, Ratcliffe-on-Soar Power Station | 12992 | Ratcliffe on Soar Power Station, Ratcliffe-on-Soar | -- | NOTTINGHAM | NG11 0EE | 16500 | 13500 | 72.6 | 10000 | m
UK | 2012 | UK168 | 2012UK168 | 2012-168 | 168 | E.ON UK CHP cogen Limited Sandbach (LCP in 2006) | England | Art 4(1) - old-new plants | Other (non refineries) | 122 | Yes | 0 | 0 | 0 | 275 | 0 | 0 | 7 | 0 | [7 empty] | 1.(c) | E.ON UK PLC | E.ON UK Cogeneration, Sandbach Power Installation | 12982 | Booth Lane, Sandbach | -- | Sandbach | CW11 3PZ | 0 | 0 | 0 | 0 | n
UK | 2012 | UK169 | 2012UK169 | 2012-169 | 169 | E.ON UK CHP Limited Brunner Mond Winnington needs splitting | England | Art 4(1) - old-new plants | CHP | 1504 | Yes | 0 | 0 | 0 | 12428 | 0 | 40 | 315 | 12 | [7 empty] | 1.(c) | E.ON UK PLC | E. ON UK CHP Ltd, Winnington Sodium Carbonate Manufacturing Site | 12981 | WINNINGTON LANE | -- | NORTHWICH | CW8 4GX | 315 | 0 | 0 | 0 | m
UK | 2012 | UK170 | 2012UK170 | 2012-170 | 170 | E.ON Willesden E.On UK, Taylors Lane, Willesden | England | Art 4(3) - existing plants | ESI | 560 | Yes | 0 | 0 | 34.9 | 0 | 0.00256 | 1.6 | 14.1 | 0 | [7 empty] | 1.(c) | POWERGEN UK HOLDING COMPANY LIMITED | E.On UK Plc, Taylors Lane Power Station | 32108 | Brentfield Road | -- | London | NW10 9BU | 0 | 0 | 0 | 0 | m
UK | 2012 | UK171 | 2012UK171 | 2012-171 | 171 | Iggesund (CHP) | England | Art 4(3) - existing plants | CHP | 229 | Yes | 0 | 0 | 14 | 3332 | 0 | 0.815 | 168.2 | 2.2
UK | 2012 | UK172 | 2012UK172 | 2012-172 | 172 | Iggesund (Standby Plant) | England | Art 4(3) - existing plants | ESI | 161 | No | 0 | 0 | 0 | 8 | 0 | 0 | 0.6 | 0
UK | 2012 | UK173 | 2012UK173 | 2012-173 | 173 | EDF Cottam PS | England | Art 4(3) - existing plants | ESI | 5264 | No | 1564 | 106833 | 620 | 0 | 0 | 6680 | 20555 | 1105 | [7 empty] | 5.(d) | EDF ENERGY (UK) LIMITED | EDF Energy (Cottam Power) Ltd, Cottam Ash Lagoons | 12999 | PO Box 4 | -- | RETFORD | DN22 0EU | 20600 | 6790 | 995 | 9890 | m
UK | 2012 | UK174 | 2012UK174 | 2012-174 | 174 | EDF Energy West Burton GT stack Under construction | England | Art 4(2) - new-new plants | ESI | 726 | Yes | 0 | 0 | 0 | 0 | 0 | 0 | 0 | 0 | [7 empty] | 1.(c) | EDF ENERGY (UK) LIMITED | West Burton Power Station | 13640 | West Burton Power Station, West Burton | -- | RETFORD | DN22 9BL | 18000 | 8320 | 284 | 10800 | m
UK | 2012 | UK175 | 2012UK175 | 2012-175 | 175 | EDF Energy West Burton GT stack Under construction | England | Art 4(2) - new-new plants | ESI | 726 | Yes | 0 | 0 | 0 | 0 | 0 | 0 | 0 | 0 | [7 empty] | 1.(c) | EDF ENERGY (UK) LIMITED | West Burton Power Station | 13640 | West Burton Power Station, West Burton | -- | RETFORD | DN22 9BL | 18000 | 8320 | 284 | 10800 | m
UK | 2012 | UK176 | 2012UK176 | 2012-176 | 176 | EDF Energy West Burton GT stack Under construction | England | Art 4(2) - new-new plants | ESI | 726 | Yes | 0 | 0 | 0 | 0 | 0 | 0 | 0 | 0 | [7 empty] | 1.(c) | EDF ENERGY (UK) LIMITED | West Burton Power Station | 13640 | West Burton Power Station, West Burton | -- | RETFORD | DN22 9BL | 18000 | 8320 | 284 | 10800 | m
UK | 2012 | UK177 | 2012UK177 | 2012-177 | 177 | EDF Greenwich, A1(GT5,GT7) Old Woolwich Road, Greenwich | England | Art 4(3) - existing plants | Other (non refineries) | 122 | Yes | 0 | 0 | 0 | 16 | 0 | 0 | 1 | 0
UK | 2012 | UK178 | 2012UK178 | 2012-178 | 178 | EDF Greenwich, A2(GT6,GT8) Old Woolwich Road, Greenwich | England | Art 4(3) - existing plants | Other (non refineries) | 122 | Yes | 0 | 0 | 0 | 11 | 0 | 0 | 1 | 0
UK | 2012 | UK179 | 2012UK179 | 2012-179 | 179 | EDF Greenwich, A3(GT1) Old Woolwich Road, Greenwich | England | Art 4(3) - existing plants | Other (non refineries) | 61 | Yes | 0 | 0 | 0 | 5 | 0 | 0 | 1 | 0
UK | 2012 | UK180 | 2012UK180 | 2012-180 | 180 | EDF Greenwich, A4(GT2,GT4) Old Woolwich Road, Greenwich | England | Art 4(3) - existing plants | Other (non refineries) | 122 | Yes | 0 | 0 | 0 | 14 | 0 | 0 | 1 | 0
UK | 2012 | UK181 | 2012UK181 | 2012-181 | 181 | EDF Sutton Bridge A Sutton Bridge, Lincs PE12 9TF Stack A | England | Art 4(1) - old-new plants | ESI | 743 | Yes | 0 | 0 | 0 | 5243.287 | 0 | 0 | 190 | 0 | [7 empty] | 5.(c) | EDF ENERGY (UK) LIMITED | Sutton Bridge Power Station | 13639 | Centenary Way, Spalding | -- | Spalding | PE12 9TF | 399 | 0 | 0 | 563 | m
UK | 2012 | UK182 | 2012UK182 | 2012-182 | 182 | EDF Sutton Bridge A Sutton Bridge, Lincs PE12 9TF Stack B | England | Art 4(1) - old-new plants | ESI | 743 | Yes | 0 | 0 | 0 | 5772.022 | 0 | 0 | 209 | 0 | [7 empty] | 5.(c) | EDF ENERGY (UK) LIMITED | Sutton Bridge Power Station | 13639 | Centenary Way, Spalding | -- | Spalding | PE12 9TF | 399 | 0 | 0 | 563 | m
UK | 2012 | UK183 | 2012UK183 | 2012-183 | 183 | EDF West Burton LCP 1 | England | Art 4(3) - existing plants | ESI | 2790 | No | 8 | 66092 | 258 | 10 | 0 | 4794 | 10088 | 221 | [7 empty] | 1.(c) | EDF ENERGY (UK) LIMITED | West Burton Power Station | 13640 | West Burton Power Station, West Burton | -- | RETFORD | DN22 9BL | 18000 | 8320 | 284 | 10800 | n
UK | 2012 | UK184 | 2012UK184 | 2012-184 | 184 | EDF West Burton LCP 2 | England | Art 4(3) - existing plants | ESI | 2790 | No | 16 | 50476 | 225 | 0 | 0 | 3399 | 7924 | 94 | [7 empty] | 1.(c) | EDF ENERGY (UK) LIMITED | West Burton Power Station | 13640 | West Burton Power Station, West Burton | -- | RETFORD | DN22 9BL | 18000 | 8320 | 284 | 10800 | n
UK | 2012 | UK185 | 2012UK185 | 2012-185 | 185 | Elean Power Station EPR Ely, Sutton, Ely | England | Art 4(1) - old-new plants | ESI | 114 | No | 2569.661 | 0 | 0 | 43.381 | 0 | 56.67 | 170.66 | 2.14 | [7 empty] | 1.(c) | MACQUARIE UK HOLDINGS LIMITED | EPR Ely Limited, Elean Power Station | 13009 | Elean Business Park, Sutton | -- | ELY | CB6 2QE | 336 | 0 | 0 | 0 | m
UK | 2012 | UK186 | 2012UK186 | 2012-186 | 186 | EPR Thetford Limited Fibrothetford Power Station Thetford | England | Art 4(1) - old-new plants | ESI | 145 | No | 3686 | 0 | 22.231 | 0 | 0 | 66.21 | 317 | 1 | [7 empty] | 1.(c) | MACQUARIE UK HOLDINGS LIMITED | EPR Thetford Ltd, Thetford Power Station | 32506 | Mundford Road, Two Mile Bottom | -- | THETFORD | IP24 1LX | 317 | 0 | 0 | 0 | n
UK | 2012 | UK187 | 2012UK187 | 2012-187 | 187 | Exeter OCGT Exeter Power Limited, Exeter | England | Art 4(1) - old-new plants | ESI | 117 | Yes | 0 | 0 | 0 | 80.2 | 0 | 0 | 2.84 | 0 | [7 empty] | 1.(c) | ROLLS-ROYCE GROUP PLC | Exeter Power Ltd, Exeter Power | 32112 | Marsh Green Industrial Park, Marsh Barton Trading Estate | -- | EXETER | EX2 8NY | 0 | 0 | 0 | 0 | n
UK | 2012 | UK188 | 2012UK188 | 2012-188 | 188 | Ford Engine Plant, Bridgend Boilers | Wales | Art 4(3) - existing plants | Other (non refineries) | 54 | No | 0 | 0 | 0 | 225.236 | 0 | 0 | 17.415 | 0
UK | 2012 | UK189 | 2012UK189 | 2012-189 | 189 | Gaz de France, Deeside, Flintshire GT (A1) | Wales | Art 4(1) - old-new plants | CHP | 229 | Yes | 0 | 0 | 0 | 496 | 0 | 0 | 11 | 0 | [7 empty] | 1.(c) | GDF SUEZ ENERGY UK LIMITED | Gaz de France Marketing Limited , DEESIDE PAPERMILL | 13032 | DEESIDE INDUSTRIAL ESTATE, DEESIDE | -- | DEESIDE | CH5 2LF | 0 | 0 | 0 | 0 | n
UK | 2012 | UK190 | 2012UK190 | 2012-190 | 190 | Gaz de France, Deeside, Flintshire GT (A2) | Wales | Art 4(1) - old-new plants | CHP | 229 | Yes | 0 | 0 | 0 | 493 | 0 | 0 | 13 | 0 | [7 empty] | 1.(c) | GDF SUEZ ENERGY UK LIMITED | Gaz de France Marketing Limited , DEESIDE PAPERMILL | 13032 | DEESIDE INDUSTRIAL ESTATE, DEESIDE | -- | DEESIDE | CH5 2LF | 0 | 0 | 0 | 0 | n
UK | 2012 | UK191 | 2012UK191 | 2012-191 | 191 | GDF Suez Stack A10 | England | Art 4(1) - old-new plants | ESI | 123 | Yes | 0 | 0 | 0 | 68 | 0 | 0 | 5 | 0 | [7 empty] | 1.(c) | GDF Suez Teesside Limited | GDF Suez Teesside Limited, Teesside Power Station | 13327 | Greystone Road, Grangetown | -- | MIDDLESBROUGH | TS6 8JF | 0 | 0 | 0 | 0 | m
UK | 2012 | UK192 | 2012UK192 | 2012-192 | 192 | GDF Suez Stack A1-A4 | England | Art 4(1) - old-new plants | ESI | 2184 | Yes | 0 | 0 | 0 | 0 | 0 | 0 | 0 | 0 | [7 empty] | 1.(c) | GDF Suez Teesside Limited | GDF Suez Teesside Limited, Teesside Power Station | 13327 | Greystone Road, Grangetown | -- | MIDDLESBROUGH | TS6 8JF | 0 | 0 | 0 | 0 | m
UK | 2012 | UK193 | 2012UK193 | 2012-193 | 193 | GDF Suez Stack A5-A8 | England | Art 4(1) - old-new plants | ESI | 2184 | Yes | 0 | 0 | 0 | 0 | 0 | 0 | 0 | 0 | [7 empty] | 1.(c) | GDF Suez Teesside Limited | GDF Suez Teesside Limited, Teesside Power Station | 13327 | Greystone Road, Grangetown | -- | MIDDLESBROUGH | TS6 8JF | 0 | 0 | 0 | 0 | m
UK | 2012 | UK194 | 2012UK194 | 2012-194 | 194 | RWE Gt. Yarmouth Power Limited, Gt Yarmouth, Norfolk | England | Art 4(1) - old-new plants | ESI | 701 | Yes | 0 | 0 | 0 | 5082 | 0 | 0.36 | 123.57 | 4.52 | [7 empty] | 1.(c) | RWE NPOWER HOLDINGS PLC | RWE npower plc, Great Yarmouth Power Station | 32691 | South Denes Road | -- | GREAT YARMOUTH | NR30 3PY | 124 | 0 | 0 | 270 | n
UK | 2012 | UK195 | 2012UK195 | 2012-195 | 195 | Heartlands Power Limited Fort Parkway, Heartlands, Birmingham, B24 9QT | England | Art 4(3) - existing plants | CHP | 135 | Yes | 0 | 0 | 0 | 163 | 0 | 8 | 6 | 0 | [7 empty] | 1.(c) | STABLEWOOD POWER VENTURES (HOLDINGS) LIMITED | Rolls Royce Power Ventures, Heartlands OCGT Power Station | 31569 | Dunlop Way | -- | BIRMINGHAM | B24 9FP | 0 | 0 | 0 | 0 | n
UK | 2012 | UK196 | 2012UK196 | 2012-196 | 196 | Hydrocarbon Resources Limited, Barrow Gas Terminals NT Compression (2 GTs) | England | Art 4(3) - existing plants | Other (non refineries) | 70 | Yes | 0 | 0 | 0 | 1191 | 0 | 0 | 103 | 0
UK | 2012 | UK197 | 2012UK197 | 2012-197 | 197 | Hydrocarbon Resources Limited, Barrow Gas Terminals SMO Compression (2 GTs) | England | Art 4(3) - existing plants | Other (non refineries) | 76 | Yes | 0 | 0 | 0 | 952 | 0 | 0 | 50 | 0
UK | 2012 | UK198 | 2012UK198 | 2012-198 | 198 | Hydrocarbon Resources Limited, Barrow Gas Terminals SMO Compression (2 GTs) | England | Art 4(3) - existing plants | Other (non refineries) | 76 | Yes | 0 | 0 | 0 | 1261 | 0 | 0 | 68 | 0
UK | 2012 | UK199 | 2012UK199 | 2012-199 | 199 | Immingham CHP Limited, Immingham | England | Art 4(2) - new-new plants | CHP | 2100 | Yes | 0 | 0 | 0 | 49779.729 | 3017.602 | 3.666 | 1274.729 | 2.606 | [7 empty] | 1.(c) | IMMINGHAM CHP LLP | IMMINGHAM CHP POWER STATION | 13114 | ROSPER ROAD, GRIMSBY | -- | GRIMSBY | DN40 3DZ | 1280 | 0 | 0 | 2710 | m
UK | 2012 | UK200 | 2012UK200 | 2012-200 | 200 | Ineos Chlor Limited., Runcorn RPB01 | England | Art 4(1) - old-new plants | Other (non refineries) | 95 | No | 0 | 0 | 0 | 327.672 | 607.765 | 88.3343 | 337.6667 | 0 | [7 empty] | 5.(d) | INEOS GROUP LIMITED | INEOS CHLOR LTD, RANDLE LANDFILL SITE | 128164 | RANDLE LANDFILL SITE, RUNCORN | -- | RUNCORN | WA7 4QF | 0 | 0 | 0 | 0 | m
UK | 2012 | UK201 | 2012UK201 | 2012-201 | 201 | Ineos Chlor Limited., Runcorn RPB02 | England | Art 4(1) - old-new plants | Other (non refineries) | 95 | No | 0 | 0 | 0 | 235.224 | 685.947 | 88.3343 | 337.6667 | 0 | [7 empty] | 5.(d) | INEOS GROUP LIMITED | INEOS CHLOR LTD, RANDLE LANDFILL SITE | 128164 | RANDLE LANDFILL SITE, RUNCORN | -- | RUNCORN | WA7 4QF | 0 | 0 | 0 | 0 | m
UK | 2012 | UK202 | 2012UK202 | 2012-202 | 202 | Ineos Chlor Limited., Runcorn RPB03 | England | Art 4(1) - old-new plants | Other (non refineries) | 95 | No | 0 | 0 | 0 | 478.464 | 148.555 | 88.3343 | 337.6667 | 0 | [7 empty] | 5.(d) | INEOS GROUP LIMITED | INEOS CHLOR LTD, RANDLE LANDFILL SITE | 128164 | RANDLE LANDFILL SITE, RUNCORN | -- | RUNCORN | WA7 4QF | 0 | 0 | 0 | 0 | m
UK | 2012 | UK203 | 2012UK203 | 2012-203 | 203 | International Power Rugeley | England | Art 4(3) - existing plants | ESI | 1028 | No | 0 | 53585 | 185 | 0 | 0 | 2184 | 10897 | 160 | [7 empty] | 1.(c) | INTERNATIONAL POWER PLC | Rugeley Power Limited, Rugeley Power Station | 13367 | Rugeley Power Station | -- | Rugeley | WS15 1PR | 10900 | 2300 | 143 | 5020 | n
UK | 2012 | UK204 | 2012UK204 | 2012-204 | 204 | ITI Power (Wilton) | England | Art 4(2) - new-new plants | ESI | 900 | No | 0 | 0 | 0 | 0 | 0 | 0 | 0 | 0
UK | 2012 | UK205 | 2012UK205 | 2012-205 | 205 | Keadby P Stn Keadby Power Station Now split into 3 353-355 | England | Art 4(1) - old-new plants | ESI | 1300 | Yes | 0 | 0 | 0 | 0 | 0 | 0 | 0 | 0 | [7 empty] | 1.(c) | SCOTTISH AND SOUTHERN ENERGY PLC | Keadby Power Station | 13153 | Trentside, Scunthorpe | -- | Scunthorpe | DN17 3EF | 0 | 0 | 0 | 156 | m
UK | 2012 | UK206 | 2012UK206 | 2012-206 | 206 | Kemsley CHP (GT&WHRB) Kemsley, Sittingbourne ME10 2TD | England | Art 4(1) - old-new plants | CHP | 348 | Yes | 0 | 0 | 0 | 59773 | 0 | 2 | 168 | 1 | [7 empty] | 1.(c) | E.ON UK PLC | E.ON UK CHP Limited, KEMSLEY PAPER MILL CHP | 12978 | KEMSLEY, SITTINGBOURNE | -- | SITTINGBOURNE | ME10 2TD | 229 | 0 | 0 | 357 | n
UK | 2012 | UK207 | 2012UK207 | 2012-207 | 207 | Kemsley Boilers A-C Kemsley, Sittingbourne ME10 2TD | England | Art 4(1) - old-new plants | CHP | 74 | No | 0 | 0 | 0 | 1072 | 0 | 0 | 17 | 0
UK | 2012 | UK208 | 2012UK208 | 2012-208 | 208 | Kemsley Boilers D-F Kemsley, Sittingbourne ME10 2TD (Refer to 366) | England | Art 4(1) - old-new plants | CHP | 74 | No | 0 | 0 | 0 | 1072 | 0 | 0 | 17 | 0
UK | 2012 | UK209 | 2012UK209 | 2012-209 | 209 | Langage Energy Centre CCGT Centrica fully op from 2010 onwards (due to report next year) | England | Art 4(2) - new-new plants | ESI | 1585 | Yes | 0 | 0 | 0 | 21483 | 0 | 33.34 | 206.37 | 4.94 | [7 empty] | 1.(c) | K CLARKE | Langage Energy Centre | 160014 | Eastern Wood Road | -- | Plymouth | PL7 5ET | 206 | 0 | 0 | 1100 | m
UK | 2012 | UK210 | 2012UK210 | 2012-210 | 210 | Marchwood 1 Marchwood Power Station | England | Art 4(2) - new-new plants | ESI | 800 | Yes | 0 | 0 | 0 | 9757 | 0 | 0 | 658 | 0 | [7 empty] | 1.(c) | Marchwood Power Ltd | MARCHWOOD POWER STATION | 159834 | Marchwood Industrial Park | -- | Southampton | SO40 4PB | 500 | 0 | 0 | 986 | m
UK | 2012 | UK211 | 2012UK211 | 2012-211 | 211 | Marchwood 2 Marchwood Power Station | England | Art 4(2) - new-new plants | ESI | 800 | Yes | 0 | 0 | 0 | 9591 | 0 | 0 | 679 | 0 | [7 empty] | 1.(c) | Marchwood Power Ltd | MARCHWOOD POWER STATION | 159834 | Marchwood Industrial Park | -- | Southampton | SO40 4PB | 500 | 0 | 0 | 986 | m
UK | 2012 | UK212 | 2012UK212 | 2012-212 | 212 | Medway Power Station A1 Isle of Grain, Nr Rochester, Kent. ME7 3AT | England | Art 4(1) - old-new plants | ESI | 800 | Yes | 0 | 0 | 0 | 0 | 0 | 0 | 0 | 0 | [7 empty] | 1.(c) | SCOTTISH AND SOUTHERN ENERGY PLC | Medway Power Limited, Medway Power Station | 32608 | Medway Power Station, Isle of Grain | -- | ROCHESTER | ME3 0AG | 0 | 0 | 0 | 0 | l
UK | 2012 | UK213 | 2012UK213 | 2012-213 | 213 | Medway Power Station A2 Isle of Grain, Nr Rochester, Kent. ME7 3AT | England | Art 4(1) - old-new plants | ESI | 800 | Yes | 0 | 0 | 35 | 363 | 0 | 0 | 13 | 0 | [7 empty] | 1.(c) | SCOTTISH AND SOUTHERN ENERGY PLC | Medway Power Limited, Medway Power Station | 32608 | Medway Power Station, Isle of Grain | -- | ROCHESTER | ME3 0AG | 0 | 0 |  |  | l
UK | 2012 | UK214 | 2012UK214 | 2012-214 | 214 | National Grid Gas Aylesbury GT A | England | Art 4(3) - existing plants | Other (non refineries) | 54 | Yes | 0 | 0 | 0 | 0.767 | 0 | 0 | 0.027 | 0 | [7 empty] | 5.(a) | NATIONAL GRID PLC | National Grid Gas PLC, Bishop Auckland Compressor Station | 32371 | Avenue 3 | -- | Chilton | DL17 0PB | 0 | 0 | 0 | 0 | l
UK | 2012 | UK215 | 2012UK215 | 2012-215 | 215 | National Grid Gas Aylesbury GT B | England | Art 4(3) - existing plants | Other (non refineries) | 54 | Yes | 0 | 0 | 0 | 0.762 | 0 | 0 | 0.028 | 0 | [7 empty] | 5.(a) | NATIONAL GRID PLC | National Grid Gas PLC, Bishop Auckland Compressor Station | 32371 | Avenue 3 | -- | Chilton | DL17 0PB | 0 | 0 |  |  | l
UK | 2012 | UK216 | 2012UK216 | 2012-216 | 216 | National Grid Gas Bishop Auckland GT A | England | Art 4(1) - old-new plants | Other (non refineries) | 70 | Yes | 0 | 0 | 0 | 87180 | 0 | 0.014 | 5 | 7e-05 | [7 empty] | 5.(a) | NATIONAL GRID PLC | National Grid Gas PLC, Bishop Auckland Compressor Station | 32371 | Avenue 3 | -- | Chilton | DL17 0PB | 0 | 0 | 0 | 0 | m
UK | 2012 | UK217 | 2012UK217 | 2012-217 | 217 | National Grid Gas Bishop Auckland GT B | England | Art 4(1) - old-new plants | Other (non refineries) | 70 | Yes | 0 | 0 | 0 | 20613 | 0 | 0.0003 | 1 | 2e-05 | [7 empty] | 5.(a) | NATIONAL GRID PLC | National Grid Gas PLC, Bishop Auckland Compressor Station | 32371 | Avenue 3 | -- | Chilton | DL17 0PB | 0 | 0 | 0 | 0 | m
UK | 2012 | UK218 | 2012UK218 | 2012-218 | 218 | National Grid Gas Carnforth C LM2500 GT | England | Art 4(3) - existing plants | Other (non refineries) | 70 | Yes | 0 | 0 | 0 | 1 | 0 | 0 | 1 | 0 | [7 empty] | 1.(c) | NATIONAL GRID PLC | National Grid Gas PLC, Carnforth / Nether Kellet Compressor Station | 13513 | DUNALD MILL LANE, CARNFORTH | -- | CARNFORTH | LA6 1HB | 0 | 0 | 0 | 0 | m
UK | 2012 | UK219 | 2012UK219 | 2012-219 | 219 | National Grid Gas Carnforth GTA RB211 | England | Art 4(3) - existing plants | Other (non refineries) | 65 | Yes | 0 | 0 | 0 | 3 | 0 | 0 | 1 | 0 | [7 empty] | 1.(c) | NATIONAL GRID PLC | National Grid Gas PLC, Carnforth / Nether Kellet Compressor Station | 13513 | DUNALD MILL LANE, CARNFORTH | -- | CARNFORTH | LA6 1HB | 0 | 0 | 0 | 0 | m
UK | 2012 | UK220 | 2012UK220 | 2012-220 | 220 | National Grid Gas Carnforth GTB RB211 | England | Art 4(3) - existing plants | Other (non refineries) | 65 | Yes | 0 | 0 | 0 | 2 | 0 | 0 | 1 | 0 | [7 empty] | 1.(c) | NATIONAL GRID PLC | National Grid Gas PLC, Carnforth / Nether Kellet Compressor Station | 13513 | DUNALD MILL LANE, CARNFORTH | -- | CARNFORTH | LA6 1HB | 0 | 0 | 0 | 0 | m
UK | 2012 | UK221 | 2012UK221 | 2012-221 | 221 | National Grid Gas Hatton GT A | England | Art 4(1) - old-new plants | Other (non refineries) | 65 | Yes | 0 | 0 | 0 | 98.575 | 0 | 0 | 14.545 | 0 | [7 empty] | 1.(c) | NATIONAL GRID PLC | National Grid Gas PLC, Hatton Compressor Station | 32588 | Horncastle Road, Hatton | -- | Lincoln | LN8 5QE | 0 | 0 | 0 | 0 | m
UK | 2012 | UK222 | 2012UK222 | 2012-222 | 222 | National Grid Gas Hatton GT B | England | Art 4(1) - old-new plants | Other (non refineries) | 65 | Yes | 0 | 0 | 0 | 25.544 | 0 | 0 | 3.961 | 0 | [7 empty] | 1.(c) | NATIONAL GRID PLC | National Grid Gas PLC, Hatton Compressor Station | 32588 | Horncastle Road, Hatton | -- | Lincoln | LN8 5QE | 0 | 0 | 0 | 0 | m
UK | 2012 | UK223 | 2012UK223 | 2012-223 | 223 | National Grid Gas Hatton GT C | England | Art 4(1) - old-new plants | Other (non refineries) | 65 | Yes | 0 | 0 | 0 | 119.882 | 0 | 0 | 18.554 | 0 | [7 empty] | 1.(c) | NATIONAL GRID PLC | National Grid Gas PLC, Hatton Compressor Station | 32588 | Horncastle Road, Hatton | -- | Lincoln | LN8 5QE | 0 | 0 | 0 | 0 | m
UK | 2012 | UK224 | 2012UK224 | 2012-224 | 224 | National Grid Gas Warrington GT A | England | Art 4(3) - existing plants | Other (non refineries) | 65 | Yes | 0 | 0 | 0 | 1 | 0 | 0 | 1 | 0
UK | 2012 | UK225 | 2012UK225 | 2012-225 | 225 | National Grid Gas Warrington GT B | England | Art 4(3) - existing plants | Other (non refineries) | 65 | Yes | 0 | 0 | 0 | 1 | 0 | 0 | 1 | 0
UK | 2012 | UK226 | 2012UK226 | 2012-226 | 226 | National Grid Gas Wisbech GT A RB211 | England | Art 4(3) - existing plants | Other (non refineries) | 65 | Yes | 0 | 0 | 0 | 1.306 | 0 | 0 | 0.124 | 0 | [7 empty] | 1.(c) | NATIONAL GRID PLC | National Grid Gas PLC, Wisbech Compressor Station | 32375 | Sutton Road, Tydd | -- | WISBECH | PE13 5PH | 0 | 0 | 0 | 0 | n
UK | 2012 | UK227 | 2012UK227 | 2012-227 | 227 | National Grid Gas Wisbech GT B Maxi Avon | England | Art 4(3) - existing plants | Other (non refineries) | 54 | Yes | 0 | 0 | 0 | 26.885 | 0 | 0 | 2.236 | 0 | [7 empty] | 1.(c) | NATIONAL GRID PLC | National Grid Gas PLC, Wisbech Compressor Station | 32375 | Sutton Road, Tydd | -- | WISBECH | PE13 5PH | 0 | 0 | 0 | 0 | n
UK | 2012 | UK228 | 2012UK228 | 2012-228 | 228 | National Grid Gas Wooler Northumberland GT A | England | Art 4(1) - old-new plants | Other (non refineries) | 70 | Yes | 0 | 0 | 0 | 29319 | 0 | 0.005 | 1 | 2.5e-05
UK | 2012 | UK229 | 2012UK229 | 2012-229 | 229 | National Grid Gas Wooler Northumberland GT B | England | Art 4(1) - old-new plants | Other (non refineries) | 70 | Yes | 0 | 0 | 0 | 36766 | 0 | 0.006 | 2 | 3.1e-05
UK | 2012 | UK230 | 2012UK230 | 2012-230 | 230 | Palm Paper Limited, King's Lynn, Norfolk | England | Art 4(2) - new-new plants | Other (non refineries) | 72 | No | 0 | 0 | 0 | 1425.51 | 0 | 0.21354 | 21.5026 | 0.71839
UK | 2012 | UK231 | 2012UK231 | 2012-231 | 231 | Petroplus Coryton Refinery CCR | England | Art 4(1) - old-new plants | Refineries | 84 | No | 0 | 0 | 0 | 0 | 1333.44 | 2.95 | 61.1 | 0.46
UK | 2012 | UK232 | 2012UK232 | 2012-232 | 232 | QMC 1 GT | England | Art 4(3) - existing plants | CHP | 57 | Yes | 0 | 0 | 0 | 607 | 0 | 0 | 175 | 0 | [7 empty] | 1.(c) | NOTTINGHAM UNIVERSITY HOSPITAL NHS TRUST | NHS Trust, QMC Nottingham CHP Plant | 32651 | Derby Road | -- | NOTTINGHAM | NG7 2UH | 271 | 0 | 0 | 0 | l
UK | 2012 | UK233 | 2012UK233 | 2012-233 | 233 | Rocksavage Power Company Limited, Runcorn | England | Art 4(1) - old-new plants | ESI | 1290 | Yes | 0 | 0 | 0 | 30773 | 0 | 0 | 686 | 0 | [7 empty] | 1.(c) | ROCKSAVAGE POWER COMPANY LTD | ROCKSAVAGE POWER COMPANY LTD, ROCKSAVAGE POWER STATION | 31758 | Cow Hey Lane | -- | Runcorn | WA7 4FZ | 686 | 0 | 0 | 1580 | n
UK | 2012 | UK234 | 2012UK234 | 2012-234 | 234 | RWE npower Aberthaw PS | Wales | Art 4(3) - existing plants | ESI | 4090 | No | 909.2 | 87395 | 1066.7 | 0 | 0 | 3844.9 | 31967.1 | 488.8 | [7 empty] | 1.(c) | RWE NPOWER HOLDINGS PLC | Barry Silicon Based Manufacturing Installation | 13265 | Winbourne Road - Dock 2, Barry | -- | Barry | CF63 3DH | 120 | 0 | 0 | 162 | m
UK | 2012 | UK235 | 2012UK235 | 2012-235 | 235 | Cofely Industrial Energy Services - Dow Corning Barry Cogeneration Plant | Wales | Art 4(3) - existing plants | CHP | 261 | No | 0 | 0 | 0.183 | 2882.6002 | 0 | 0.013 | 119.12 | 2.59 | [7 empty] | 4.(b) | DOW CORNING LTD | Barry Silicon Based Manufacturing Installation | 13891 | Cardiff Road | -- | Barry | CF63 2YL | 0 | 0 | 0 | 0 | n
UK | 2012 | UK236 | 2012UK236 | 2012-236 | 236 | RWE Npower Cogen (ConocoPhillips) | England | Art 4(1) - old-new plants | CHP | 125 | Yes | 0 | 0 | 0 | 2469 | 371 | 1.3 | 76.26 | 2.3
UK | 2012 | UK237 | 2012UK237 | 2012-237 | 237 | RWE Npower Cogen (Ineos Nitriles) | England | Art 4(1) - old-new plants | CHP | 126 | Yes | 0 | 0 | 0 | 2993 | 0 | 0 | 122 | 0
UK | 2012 | UK238 | 2012UK238 | 2012-238 | 238 | RWE CHP, Grimsby | England | Art 4(1) - old-new plants | CHP | 165 | Yes | 0 | 0 | 0 | 14.271 | 0 | 0 | 0.41 | 0
UK | 2012 | UK239 | 2012UK239 | 2012-239 | 239 | Esso Petroleum Co Cogen, Fawley | England | Art 4(1) - old-new plants | Refineries | 569 | Yes | 0 | 0 | 0.111 | 9431.281 | 225.582 | 19.8 | 185 | 0.5 | [7 empty] | 1.(a) | ESSO Petroleum Co Ltd. | Esso Petroleum Company Ltd , Fawley Refinery | 13013 | Esso refinery, Southampton | -- | Southampton | SO45 1TX | 4530 | 10200 | 313 | 3380 | m
UK | 2012 | UK240 | 2012UK240 | 2012-240 | 240 | RWE npower Cowes Isle of Wight LCP1 | England | Art 4(3) - existing plants | ESI | 270 | Yes | 0 | 0 | 0 | 16.132 | 0 | 0.756 | 3.064 | 0.00378 | [7 empty] | 1.(c) | RWE NPOWER HOLDINGS PLC | RWE npower plc, Cowes Gas Turbine Power Station | 32760 | Kingston Road, East Cowes | -- | East Cowes | PO32 6JS | 0 | 0 | 0 | 0 | n
UK | 2012 | UK241 | 2012UK241 | 2012-241 | 241 | RWE npower Cowes Isle of Wight LCP2 | England | Art 4(3) - existing plants | ESI | 270 | Yes | 0 | 0 | 0 | 19.009 | 0 | 0.891 | 3.61 | 0.00447 | [7 empty] | 1.(c) | RWE NPOWER HOLDINGS PLC | RWE npower plc, Cowes Gas Turbine Power Station | 32760 | Kingston Road, East Cowes | -- | East Cowes | PO32 6JS | 0 | 0 | 0 | 0 | n
UK | 2012 | UK242 | 2012UK242 | 2012-242 | 242 | RWE nPower Didcot A | England | Art 4(3) - existing plants | ESI | 5970 | No | 652.106 | 72152.236 | 892.145 | 521.872 | 1.593 | 35589.5 | 12100.1 | 1517 | [7 empty] | 1.(c) | RWE NPOWER HOLDINGS PLC | RWE npower plc, Didcot A Power Station | 13369 | Didcot A Power Station | -- | DIDCOT | OX11 7HA | 12100 | 35800 | 1190 | 6840 | n
UK | 2012 | UK243 | 2012UK243 | 2012-243 | 243 | RWE nPower Didcot B Mod 5 (Refer to 368) | England | Art 4(1) - old-new plants | ESI | 1293 | Yes | 0 | 0 | 0.624 | 44773.293 | 0 | 2 | 1948 | 40 | [7 empty] | 1.(c) | RWE NPOWER HOLDINGS PLC | RWE npower plc, Didcot B Power Station | 13704 | Didcot B Power Station | -- | DIDCOT | OX11 7YU | 1950 | 0 | 0 | 2530 | n
UK | 2012 | UK244 | 2012UK244 | 2012-244 | 244 | RWE nPower Fawley | England | Art 4(3) - existing plants | ESI | 2812 | No | 0 | 0 | 232 | 0 | 0 | 104 | 86 | 0 | [7 empty] | 1.(c) | RWE NPOWER HOLDINGS PLC | RWE npower plc, Fawley Power Station | 13370 | Fawley Power Station, Fawley | -- | SOUTHAMPTON | SO45 1TW | 0 | 0 | 0 | 0 | m
UK | 2012 | UK245 | 2012UK245 | 2012-245 | 245 | RWE nPower Littlebrook LCP2 | England | Art 4(3) - existing plants | ESI | 400 | Yes | 0 | 0 | 98 | 0 | 0 | 34 | 24 | 1 | [7 empty] | 1.(c) | RWE NPOWER HOLDINGS PLC | RWE npower plc, Littlebrook Power Station | 13372 | Manorway | -- | DARTFORD | DA1 5PT | 0 | 0 | 0 | 0 | m
UK | 2012 | UK246 | 2012UK246 | 2012-246 | 246 | RWE nPower Littlebrook PS | England | Art 4(3) - existing plants | ESI | 2900 | No | 0 | 0 | 157 | 0 | 0 | 71 | 43 | 1 | [7 empty] | 1.(c) | RWE NPOWER HOLDINGS PLC | RWE npower plc, Littlebrook Power Station | 13372 | Manorway | -- | DARTFORD | DA1 5PT | 0 | 0 | 0 | 0 | m
UK | 2012 | UK247 | 2012UK247 | 2012-247 | 247 | RWE nPower Tilbury LCP 1 | England | Art 4(3) - existing plants | ESI | 2031 | No | 8838.318 | 0 | 0 | 0 | 0 | 159.3 | 652 | 74.7 | [7 empty] | 1.(c) | RWE NPOWER HOLDINGS PLC | RWE npower plc, TILBURY POWER STATION | 13373 | Fort Road, Tilbury | -- | TILBURY | RM18 8UJ | 1640 | 251 | 144 | 2020 | n
UK | 2012 | UK248 | 2012UK248 | 2012-248 | 248 | RWE nPower Tilbury LCP 2 | England | Art 4(3) - existing plants | ESI | 2000 | No | 12300.028 | 0 | 0 | 0 | 0 | 91.4 | 983.6 | 69 | [7 empty] | 1.(c) | RWE NPOWER HOLDINGS PLC | RWE npower plc, TILBURY POWER STATION | 13373 | Fort Road, Tilbury | -- | TILBURY | RM18 8UJ | 1640 | 251 | 144 | 2020 | n
UK | 2012 | UK249 | 2012UK249 | 2012-249 | 249 | RWE Npower, Little Barford Power Station St Neots Mod 1A(1B no 364) | England | Art 4(3) - existing plants | ESI | 612 | Yes | 0 | 0 | 55 | 886 | 0 | 0 | 52.5 | 1 | [7 empty] | 1.(c) | RWE NPOWER HOLDINGS PLC | RWE npower plc, Little Barford Power Station | 13371 | Little Barford Power Station, Little Barford | -- | ST. NEOTS | PE19 6YT | 105 | 0 | 0 | 109 | n
UK | 2012 | UK250 | 2012UK250 | 2012-250 | 250 | Saltend Co-generation, Hull Boiler A4 | England | Art 4(1) - old-new plants | CHP | 79.72 | No | 0 | 0 | 0 | 2 | 0 | 0.0004 | 0.001 | 0.0001 | [7 empty] | 1.(c) | IPM (UK) LIMITED | Saltend Cogeneration Company Limited, Saltend Cogeneration Plant | 13385 | Hedon Road, Hull | -- | Hull | HU12 8GA | 2230 | 0 | 0 | 3300 | n
UK | 2012 | UK251 | 2012UK251 | 2012-251 | 251 | Saltend Co-generation, Hull Boiler A5 | England | Art 4(1) - old-new plants | CHP | 153.19 | No | 0 | 0 | 0 | 1885 | 0 | 0.004 | 0.672 | 0.001 | [7 empty] | 1.(c) | IPM (UK) LIMITED | Saltend Cogeneration Company Limited, Saltend Cogeneration Plant | 13385 | Hedon Road, Hull | -- | Hull | HU12 8GA | 2230 | 0 | 0 | 3300 | n
UK | 2012 | UK252 | 2012UK252 | 2012-252 | 252 | Saltend Co-generation, Hull Turbine A1 | England | Art 4(1) - old-new plants | CHP | 727.27 | Yes | 0 | 0 | 0 | 18475 | 0 | 4.241 | 751 | 7.617 | [7 empty] | 1.(c) | IPM (UK) LIMITED | Saltend Cogeneration Company Limited, Saltend Cogeneration Plant | 13385 | Hedon Road, Hull | -- | Hull | HU12 8GA | 2230 | 0 | 0 | 3300 | n
UK | 2012 | UK253 | 2012UK253 | 2012-253 | 253 | Saltend Co-generation, Hull Turbine A2 | England | Art 4(1) - old-new plants | CHP | 727.27 | Yes | 0 | 0 | 0 | 18230 | 0 | 3.278 | 765 | 2.586 | [7 empty] | 1.(c) | IPM (UK) LIMITED | Saltend Cogeneration Company Limited, Saltend Cogeneration Plant | 13385 | Hedon Road, Hull | -- | Hull | HU12 8GA | 2230 | 0 | 0 | 3300 | n
UK | 2012 | UK254 | 2012UK254 | 2012-254 | 254 | Saltend Co-generation, Hull Turbine A3 | England | Art 4(1) - old-new plants | CHP | 727.27 | Yes | 0 | 0 | 0 | 20139 | 0 | 2.4 | 713 | 6.4 | [7 empty] | 1.(c) | IPM (UK) LIMITED | Saltend Cogeneration Company Limited, Saltend Cogeneration Plant | 13385 | Hedon Road, Hull | -- | Hull | HU12 8GA | 2230 | 0 | 0 | 3300 | n
UK | 2012 | UK255 | 2012UK255 | 2012-255 | 255 | Sandwich Pharmaceuticals Ramsgate Road, Sandwich, Kent. CT13 9NJ | England | Art 4(2) - new-new plants | CHP | 56 | No | 0 | 0 | 0 | 310 | 0 | 0 | 7.8 | 0 | [7 empty] | 4.(e) | PFIZER LTD | Pfizer Ltd, Sandwich Pharmaceuticals Plant | 13300 | Ramsgate Rd, Sandwich | -- | SANDWICH | CT13 9NJ | 0 | 0 | 0 | 0 | n
UK | 2012 | UK256 | 2012UK256 | 2012-256 | 256 | Scottish and Southern Energy Ferrybridge C Units 1 & 2 | England | Art 4(3) - existing plants | ESI | 2760 | No | 193 | 33880 | 557 | 0 | 0 | 11574 | 5405 | 533 | AMEC - There seems to be a change in RTI in 2012. In the opt-out inventory it is 2724 for the 3 years. | [6 empty] | 1.(c) | SCOTTISH AND SOUTHERN ENERGY PLC | Ferrybridge 'C' Power Station | 13151 | Stranglands Lane, Ferrybridge | -- | Knottingley | WF11 8SQ | 16000 | 16700 | 620 | 9050 | m
UK | 2012 | UK257 | 2012UK257 | 2012-257 | 257 | Scottish and Southern Energy Ferrybridge C Units 3 & 4 | England | Art 4(3) - existing plants | ESI | 2630 | No | 478 | 63106 | 559 | 0 | 0 | 4466 | 10472 | 278 | [7 empty] | 1.(c) | SCOTTISH AND SOUTHERN ENERGY PLC | Ferrybridge 'C' Power Station | 13151 | Stranglands Lane, Ferrybridge | -- | Knottingley | WF11 8SQ | 16000 | 16700 | 620 | 9050 | m
UK | 2012 | UK258 | 2012UK258 | 2012-258 | 258 | Scottish and Southern Energy Fiddlers Ferry | England | Art 4(3) - existing plants | ESI | 5590 | No | 3174 | 98370 | 676 | 0.12 | 0 | 11745 | 16123 | 539 | [7 empty] | 5.(c) | SCOTTISH AND SOUTHERN ENERGY PLC | FIDDLERS FERRY POWER STATION | 13152 | WIDNES ROAD, WARRINGTON | -- | WARRINGTON | WA5 2UT | 16200 | 12000 | 451 | 9180 | m
UK | 2012 | UK259 | 2012UK259 | 2012-259 | 259 | Scottish and Southern Energy Fiddlers Ferry GTs SSE, Fiddlers Ferry P Stn | England | Art 4(3) - existing plants | ESI | 143 | Yes | 0 | 0 | 4.1 | 0 | 0 | 0.2 | 1.3 | 0 | [7 empty] | 5.(c) | SCOTTISH AND SOUTHERN ENERGY PLC | FIDDLERS FERRY POWER STATION | 13152 | WIDNES ROAD, WARRINGTON | -- | WARRINGTON | WA5 2UT | 16200 | 12000 | 451 | 9180 | m
UK | 2012 | UK260 | 2012UK260 | 2012-260 | 260 | Scottish and Southern Energy Salt Union, Runcorn | England | Art 4(1) - old-new plants | CHP | 225 | Yes | 0 | 0 | 0 | 3414 | 0 | 0 | 205 | 3 | [7 empty] | 1.(c) | SCOTTISH AND SOUTHERN ENERGY PLC | SSE Generation Ltd, Weston Point Salt Works CHP Pant | 13394 | Mersey View | -- | Runcorn | WA7 4HB | 205 | 0 | 0 | 194 | n
UK | 2012 | UK261 | 2012UK261 | 2012-261 | 261 | Scottish and Southern Energy Uskmouth PS | Wales | Art 4(3) - existing plants | ESI | 1095 | No | 0.45206 | 11839.506 | 237.9579 | 0 | 0 | 1328.65 | 2014.63 | 48.53
UK | 2012 | UK262 | 2012UK262 | 2012-262 | 262 | Scottish Power, Blackburn Mill CHP plant | England | Art 4(1) - old-new plants | CHP | 110 | Yes | 0 | 0 | 0 | 883 | 0 | 2 | 12 | 1 | [7 empty] | 1.(c) | SCOTTISH POWER LIMITED | SAPPI BLACKBURN PAPERMILL & CHP INSTALLATION | 13150 | FENISCOWLES, BLACKBURN | -- | BLACKBURN | BB2 5HX | 0 | 0 | 0 | 0 | n
UK | 2012 | UK263 | 2012UK263 | 2012-263 | 263 | Scottish Power, Hoddesdon Ryehouse CCGT | England | Art 4(1) - old-new plants | ESI | 1500 | Yes | 0 | 0 | 0 | 6738 | 0 | 1.62 | 150.4 | 0 | [7 empty] | 1.(c) | SCOTTISH POWER LIMITED | SCOTTISH POWER GENERATION LTD, Rye House Power Station | 13396 | Rattys Lane | -- | Hoddesdon | EN11 0RF | 250 | 0 | 0 | 568 | n
UK | 2012 | UK264 | 2012UK264 | 2012-264 | 264 | Scottish Power, Shoreham CCGT | England | Art 4(1) - old-new plants | ESI | 800 | Yes | 0 | 0 | 0 | 5404 | 0 | 0 | 80 | 0 | [7 empty] | 1.(c) | SCOTTISH POWER LIMITED | Scottishpower Generation Limited , Shoreham Power Station | 88461 | Basin Road South | -- | Portslade | BN41 1WF | 0 | 0 | 0 | 140 | m
UK | 2012 | UK265 | 2012UK265 | 2012-265 | 265 | Seabank A1 Seabank Power, Avonmouth | England | Art 4(1) - old-new plants | ESI | 658 | Yes | 0 | 0 | 0 | 3971.389 | 0 | 3.04 | 100.032 | 0 | [7 empty] | 1.(c) | SEABANK POWER LTD | Seabank Power Ltd | 13398 | HALLEN, BRISTOL | -- | BRISTOL | BS10 7SP | 270 | 0 | 0 | 558 | m
UK | 2012 | UK266 | 2012UK266 | 2012-266 | 266 | Seabank A2 Seabank Power, Avonmouth | England | Art 4(1) - old-new plants | ESI | 658 | Yes | 0 | 0 | 0 | 4343.637 | 0 | 3.34 | 95.684 | 0 | [7 empty] | 1.(c) | SEABANK POWER LTD | Seabank Power Ltd | 13398 | HALLEN, BRISTOL | -- | BRISTOL | BS10 7SP | 270 | 0 | 0 | 558 | m
UK | 2012 | UK267 | 2012UK267 | 2012-267 | 267 | Seabank A3 Seabank Power, Avonmouth | England | Art 4(1) - old-new plants | ESI | 671 | Yes | 0 | 0 | 0 | 2663.545 | 0 | 2 | 70.671 | 0 | [7 empty] | 1.(c) | SEABANK POWER LTD | Seabank Power Ltd | 13398 | HALLEN, BRISTOL | -- | BRISTOL | BS10 7SP | 270 | 0 | 0 | 558 | m
UK | 2012 | UK268 | 2012UK268 | 2012-268 | 268 | Sembcorp Utilities U.K Limited Wilton 2 | England | Art 4(2) - new-new plants | Other (non refineries) | 100 | No | 1873 | 0 | 0 | 80 | 0 | 0 | 0 | 0 | [7 empty] | 1.(c) | SEMBCORP UTILITIES (UK) LTD | Sembcorp Utilities (UK) Ltd, Wilton 10 Power Station | 13403 | Sembcorp Utilities (UK) Ltd, PO Box 1985 Wilton | -- | Redcar | TS6 7SD | 1100 | 1460 | 0 | 868 | m
UK | 2012 | UK269 | 2012UK269 | 2012-269 | 269 | Sembcorp Utilities U.K Limited Wilton 3 | England | Art 4(2) - new-new plants | Other (non refineries) | 100 | No | 0 | 0 | 0 | 136 | 0 | 0 | 0 | 0 | [7 empty] | 1.(c) | SEMBCORP UTILITIES (UK) LTD | Sembcorp Utilities (UK) Ltd, Wilton 10 Power Station | 13403 | Sembcorp Utilities (UK) Ltd, PO Box 1985 Wilton | -- | Redcar | TS6 7SD | 1100 | 1460 | 0 | 868 | m
UK | 2012 | UK270 | 2012UK270 | 2012-270 | 270 | Slough Heat & Power LCP(GT& in duct firing) | England | Art 4(1) - old-new plants | ESI | 89 | Yes | 0 | 0 | 0 | 0 | 0 | 0 | 0 | 0 | [7 empty] | 1.(c) | SCOTTISH AND SOUTHERN ENERGY PLC | Slough Heat and Power Limited | 13441 | Edinburgh Avenue, Slough | -- | Slough | Sl4 6BP | 413 | 0 | 0 | 342 | n
UK | 2012 | UK271 | 2012UK271 | 2012-271 | 271 | Slough Heat & Power LCP1 north stack CFBs and boiler17) | England | Art 4(1) - old-new plants | ESI | 253 | No | 3074.562 | 104.4 | 0 | 210.6 | 0 | 58 | 411.3 | 25.1 | [7 empty] | 1.(c) | SCOTTISH AND SOUTHERN ENERGY PLC | Slough Heat and Power Limited | 13441 | Edinburgh Avenue, Slough | -- | Slough | Sl4 6BP | 413 | 0 | 0 | 342 | n
UK | 2012 | UK272 | 2012UK272 | 2012-272 | 272 | Slough Heat and Power boilers 15, 16, whb | England | Art 4(3) - existing plants | ESI | 197 | No | 0 | 0 | 0 | 0 | 0 | 0 | 0 | 0 | [7 empty] | 1.(c) | SCOTTISH AND SOUTHERN ENERGY PLC | Slough Heat and Power Limited | 13441 | Edinburgh Avenue, Slough | -- | Slough | Sl4 6BP | 413 | 0 | 0 | 342 | n
UK | 2012 | UK273 | 2012UK273 | 2012-273 | 273 | SSE Smurfit CHP | England | Art 4(1) - old-new plants | CHP | 135 | Yes | 0 | 0 | 0 | 3578 | 0 | 15 | 437 | 0
UK | 2012 | UK274 | 2012UK274 | 2012-274 | 274 | Spalding Energy Spalding,Lincolnshire Stack A1 | England | Art 4(2) - new-new plants | ESI | 840 | Yes | 0 | 0 | 0 | 10825 | 0 | 0 | 227 | 0 | [7 empty] | 1.(c) | SPALDING ENERGY CO LTD | SPALDING ENERGY CO LTD, SPALDING ENERGY PROJECT | 13452 | WEST MARSH ROAD, SPALDING | -- | SPALDING | PE11 2BG | 505 | 0 | 0 | 1080 | n
UK | 2012 | UK275 | 2012UK275 | 2012-275 | 275 | Spalding Energy Spalding,Lincolnshire Stack A2 | England | Art 4(2) - new-new plants | ESI | 840 | Yes | 0 | 0 | 0 | 11292.589 | 0 | 0 | 265 | 0 | [7 empty] | 1.(c) | SPALDING ENERGY CO LTD | SPALDING ENERGY CO LTD, SPALDING ENERGY PROJECT | 13452 | WEST MARSH ROAD, SPALDING | -- | SPALDING | PE11 2BG | 505 | 0 | 0 | 1080 | n
UK | 2012 | UK276 | 2012UK276 | 2012-276 | 276 | SSEPG (Operations) Limited,Chickerell OCGT Weymouth | England | Art 4(1) - old-new plants | ESI | 120 | Yes | 0 | 0 | 0 | 120.1 | 0 | 0.3348 | 3.14 | 0
UK | 2012 | UK277 | 2012UK277 | 2012-277 | 277 | SSEPG Burghfield Cottage Lane Burghfield | England | Art 4(1) - old-new plants | ESI | 120 | Yes | 0 | 0 | 0 | 89.895 | 0 | 0.03 | 4.8132 | 0.1158
UK | 2012 | UK278 | 2012UK278 | 2012-278 | 278 | Tate & Lyle Sugars | England | Art 4(3) - existing plants | CHP | 178 | No | 0 | 0 | 0 | 0 | 0 | 0 | 0 | 0 | [7 empty] | 8.(b) | T and L Sugars Limited | TATE AND LYLE PLC, Tate & Lyle | 13486 | FACTORY ROAD , LONDON | -- | LONDON | E16 2EW | 0 | 0 | 0 | 106 | m
UK | 2012 | UK279 | 2012UK279 | 2012-279 | 279 | Thames Power Services, Barking Power, Dagenham GT1A | England | Art 4(1) - old-new plants | ESI | 425 | Yes | 0 | 0 | 0 | 752.7758 | 0 | 0 | 22.11 | 0 | [7 empty] | 1.(c) | THAMES POWER LIMITED | Thames Power Services Ltd, Barking Power | 32786 | Chequers Lane | -- | DAGENHAM | RM9 6PF | 0 | 0 | 0 | 145 | n
UK | 2012 | UK280 | 2012UK280 | 2012-280 | 280 | Thames Power Services, Barking Power, Dagenham GT1B | England | Art 4(1) - old-new plants | ESI | 425 | Yes | 0 | 0 | 0 | 756.0979 | 0 | 0 | 23.23 | 0 | [7 empty] | 1.(c) | THAMES POWER LIMITED | Thames Power Services Ltd, Barking Power | 32786 | Chequers Lane | -- | DAGENHAM | RM9 6PF | 0 | 0 | 0 | 145 | n
UK | 2012 | UK281 | 2012UK281 | 2012-281 | 281 | Thames Power Services, Barking Power, Dagenham GT2A | England | Art 4(1) - old-new plants | ESI | 425 | Yes | 0 | 0 | 0 | 276.0942 | 0 | 0 | 6.51 | 0 | [7 empty] | 1.(c) | THAMES POWER LIMITED | Thames Power Services Ltd, Barking Power | 32786 | Chequers Lane | -- | DAGENHAM | RM9 6PF | 0 | 0 | 0 | 145 | n
UK | 2012 | UK282 | 2012UK282 | 2012-282 | 282 | Thames Power Services, Barking Power, Dagenham GT2B | England | Art 4(1) - old-new plants | ESI | 425 | Yes | 0 | 0 | 0 | 339.8835 | 0 | 0 | 11.36 | 0 | [7 empty] | 1.(c) | THAMES POWER LIMITED | Thames Power Services Ltd, Barking Power | 32786 | Chequers Lane | -- | DAGENHAM | RM9 6PF | 0 | 0 | 0 | 145 | n
UK | 2012 | UK283 | 2012UK283 | 2012-283 | 283 | Thames Power Services, Barking Power, Dagenham GT2C | England | Art 4(1) - old-new plants | ESI | 425 | Yes | 0 | 0 | 0 | 450.4397 | 0 | 0 | 11.43 | 0 | [7 empty] | 1.(c) | THAMES POWER LIMITED | Thames Power Services Ltd, Barking Power | 32786 | Chequers Lane | -- | DAGENHAM | RM9 6PF | 0 | 0 | 0 | 145 | n
UK | 2012 | UK284 | 2012UK284 | 2012-284 | 284 | Thor Cogeneration Limited | England | Art 4(2) - new-new plants |  |  | Yes | 0 | 0 | 0 | 0 | 0 | 0 | 0 | 0
UK | 2012 | UK285 | 2012UK285 | 2012-285 | 285 | Total Lindsay Oil Refinery GT | England | Art 4(1) - old-new plants | Refineries | 220 | Yes | 0 | 0 | 0 | 3882.478 | 270.067 | 0 | 71.5 | 0 | [7 empty] | 1.(a) | TOTAL HOLDINGS UK LIMITED | Total Uk Ltd, Lindsey Oil Refinery | 86181 | Eastfield Road, Immingham | -- | Immingham | DN40 3LU | 1220 | 6090 | 124 | 1710 | l
UK | 2012 | UK286 | 2012UK286 | 2012-286 | 286 | Rolls Royce Power Developments | England | Art 4(1) - old-new plants | ESI | 116.7 | Yes | 0 | 0 | 0 | 0 | 0 | 0 | 0 | 0 | [7 empty] | 1.(c) | STABLEWOOD POWER VENTURES (HOLDINGS) LIMITED | Rolls Royce Power Ventures, Heartlands OCGT Power Station | 31569 | Dunlop Way | -- | BIRMINGHAM | B24 9FP | 0 | 0 | 0 | 0 | m
UK | 2012 | UK400 | 2012UK400 | 2012-400 | 400 | Jaguar Cars Limited | England | Art 4(3) - existing plants | Other (non refineries) | 87.5 | No | 0 | 0 | 0 | 192 | 0 | 0 | 3 | 0 | [7 empty] | 9.(c) | TATA Motors | Jaguar Cars Ltd | 190817 | Chester Road, Castle Vale | -- | Birmingham | B35 7RA | 0 | 0 | 0 | 0 | m
UK | 2012 | UK401 | 2012UK401 | 2012-401 | 401 | Severn Power Station Unit 10 | Wales | Art 4(2) - new-new plants | ESI | 700 | Yes | 0 | 0 | 0 | 10431.1304 | 0 | 3.6869 | 167 | 8.8778
UK | 2012 | UK402 | 2012UK402 | 2012-402 | 402 | Severn Power Station Unit 20 | Wales | Art 4(2) - new-new plants | ESI | 700 | Yes | 0 | 0 | 0 | 5481.3632 | 0 | 2.5602 | 118 | 4.568
UK | 2012 | UK403 | 2012UK403 | 2012-403 | 403 | MGT Teesside Limited | England | Art 4(2) - new-new plants |  | 973 | No | 0 | 0 | 0 | 0 | 0 | 0 | 0 | 0
UK | 2012 | UK404 | 2012UK404 | 2012-404 | 404 | Lynemouth Power Limited Lynemouth Power Station | England | Art 4(2) - new-new plants | Other (non refineries) |  | No | 15 | 22780 | 88 | 0 | 0 | 9388 | 4703 | 499
UK | 2012 | UK405 | 2012UK405 | 2012-405 | 405 | BRITE Partnership soild biomass CHP | England | Art 4(2) - new-new plants | CHP | 75 | No | 0 | 0 | 0 | 0 | 0 | 0 | 0 | 0
UK | 2012 | UK406 | 2012UK406 | 2012-406 | 406 | Thorpe Marsh Power Limited - A1 | England | Art 4(2) - new-new plants | CHP | 800 | Yes | 0 | 0 | 0 | 0 | 0 | 0 | 0 | 0 | [7 empty] | 5.(a) | NATIONAL GRID PLC | Thorpe Marsh Oil Management Unit | 31748 | Thorpe Bank, Barnby Dun | -- | DONCASTER | DN3 1ET | 0 | 0 | 0 | 0 | m
UK | 2012 | UK407 | 2012UK407 | 2012-407 | 407 | Thorpe Marsh Power Limited - A2 | England | Art 4(2) - new-new plants | CHP | 800 | Yes | 0 | 0 | 0 | 0 | 0 | 0 | 0 | 0 | [7 empty] | 5.(a) | NATIONAL GRID PLC | Thorpe Marsh Oil Management Unit | 31748 | Thorpe Bank, Barnby Dun | -- | DONCASTER | DN3 1ET | 0 | 0 | 0 | 0 | m
UK | 2012 | UK408 | 2012UK408 | 2012-408 | 408 | Thorpe Marsh Power Limited - A3 | England | Art 4(2) - new-new plants | CHP | 230 | Yes | 0 | 0 | 0 | 0 | 0 | 0 | 0 | 0 | [7 empty] | 5.(a) | NATIONAL GRID PLC | Thorpe Marsh Oil Management Unit | 31748 | Thorpe Bank, Barnby Dun | -- | DONCASTER | DN3 1ET | 0 | 0 | 0 | 0 | m
UK | 2012 | UK409 | 2012UK409 | 2012-409 | 409 | Staythorpe Power Station LCP1 | England | Art 4(2) - new-new plants | ESI | 750 | Yes | 0 | 0 | 0 | 13947 | 0 | 8 | 249 | 13 | [7 empty] | 1.(c) | RWE NPOWER HOLDINGS PLC | RWE Npower Plc, Staythorpe C Power Station | 159837 | Staythorpe | -- | Newark | NG23 5PA | 939 | 0 | 0 | 2940 | m
UK | 2012 | UK410 | 2012UK410 | 2012-410 | 410 | Staythorpe Power Station LCP2 | England | Art 4(2) - new-new plants | ESI | 750 | Yes | 0 | 0 | 0 | 12803 | 0 | 1 | 256 | 12 | [7 empty] | 1.(c) | RWE NPOWER HOLDINGS PLC | RWE Npower Plc, Staythorpe C Power Station | 159837 | Staythorpe | -- | Newark | NG23 5PA | 939 | 0 | 0 | 2940 | m
UK | 2012 | UK411 | 2012UK411 | 2012-411 | 411 | Staythorpe Power Station LCP3 | England | Art 4(2) - new-new plants | ESI | 750 | Yes | 0 | 0 | 0 | 12480 | 0 | 1 | 195 | 11 | [7 empty] | 1.(c) | RWE NPOWER HOLDINGS PLC | RWE Npower Plc, Staythorpe C Power Station | 159837 | Staythorpe | -- | Newark | NG23 5PA | 939 | 0 | 0 | 2940 | m
UK | 2012 | UK412 | 2012UK412 | 2012-412 | 412 | Staythorpe Power Station LCP4 | England | Art 4(2) - new-new plants | ESI | 750 | Yes | 0 | 0 | 0 | 12132 | 0 | 1 | 238 | 11 | [7 empty] | 1.(c) | RWE NPOWER HOLDINGS PLC | RWE Npower Plc, Staythorpe C Power Station | 159837 | Staythorpe | -- | Newark | NG23 5PA | 939 | 0 | 0 | 2940 | m
UK | 2012 | UK413 | 2012UK413 | 2012-413 | 413 | Keadby LCP 1 | England | Art 4(1) - old-new plants | ESI | 640 | Yes | 0 | 0 | 0 | 1593 | 0 | 0.03 | 29.92 | 1.27 | [7 empty] | 1.(c) | SCOTTISH AND SOUTHERN ENERGY PLC | Keadby Power Station | 13153 | Trentside, Scunthorpe | -- | Scunthorpe | DN17 3EF | 0 | 0 | 0 | 156 | m
UK | 2012 | UK414 | 2012UK414 | 2012-414 | 414 | Keadby LCP 2 | England | Art 4(1) - old-new plants | ESI | 620 | Yes | 0 | 0 | 0 | 1125 | 0 | 0.03 | 23.82 | 0.9 | [7 empty] | 1.(c) | SCOTTISH AND SOUTHERN ENERGY PLC | Keadby Power Station | 13153 | Trentside, Scunthorpe | -- | Scunthorpe | DN17 3EF | 0 | 0 | 0 | 156 | m
UK | 2012 | UK415 | 2012UK415 | 2012-415 | 415 | Keadby LCP 3 | England | Art 4(1) - old-new plants | ESI | 75 | Yes | 0 | 0 | 0 | 24 | 0 | 0 | 1.58 | 0.02 | [7 empty] | 1.(c) | SCOTTISH AND SOUTHERN ENERGY PLC | Keadby Power Station | 13153 | Trentside, Scunthorpe | -- | Scunthorpe | DN17 3EF | 0 | 0 | 0 | 156 | m
UK | 2012 | UK416 | 2012UK416 | 2012-416 | 416 | Leven Power Limited | England | Art 4(3) - existing plants | ESI | 80 | Yes | 0 | 0 | 1 | 0 | 0 | 0 | 0 | 0
UK | 2012 | UK417 | 2012UK417 | 2012-417 | 417 | E.ON CHP Limited aux boilers, Stoke-on-Trent (Refer to 148) | England | Art 4(3) - existing plants | Other (non refineries) | 66 | No | 0 | 0 | 0 | 76 | 0 | 0 | 41 | 0
UK | 2012 | UK418 | 2012UK418 | 2012-418 | 418 | Viking UK Gas Limited | England | Art 4(3) - existing plants | England | 110 | Yes | 0 | 0 | 0 | 0 | 451 | 18.69 | 19.68 | 0
UK | 2012 | UK419 | 2012UK419 | 2012-419 | 419 | Ineos Chlor Ltd., Runcorn Weaver PS | England |  |  | 95 | Yes | 0 | 0 | 0 | 2330.21 | 0 | 2.266 | 248.633 | 0 | [7 empty] | 5.(d) | INEOS GROUP LIMITED | INEOS CHLOR LTD, RANDLE LANDFILL SITE | 128164 | RANDLE LANDFILL SITE, RUNCORN | -- | RUNCORN | WA7 4QF | 0 | 0 | 0 | 0 | n
UK | 2012 | UK420 | 2012UK420 | 2012-420 | 420 | Millenium Organic Chemicals (px power) | England | Art 4(3) - existing plants |  | 70.5 |  | 0 | 0 | 0 | 1793.071 | 0 | 1.14 | 63.87 | 1.43
UK | 2012 | UK421 | 2012UK421 | 2012-421 | 421 | Sellafield GT1 | England | Art 4(3) - existing plants |  | 137 | Yes | 0 | 0 | 0 | 0 | 0 | 0 | 0 | 0 | [7 empty] | 4.(b) | BRITISH NUCLEAR FUELS LIMITED | British Nuclear Fuels Ltd , Sellafield Site | 31630 | SELLAFIELD WORKS, SEASCALE | -- | SEASCALE | CA20 1PG | 326 | 0 | 0 | 324 | m
UK | 2012 | UK422 | 2012UK422 | 2012-422 | 422 | Sellafield GT2 | England | Art 4(3) - existing plants |  | 132 | Yes | 0 | 0 | 0 | 2333.9906 | 0 | 1.1206 | 137.4311 | 4.0329 | [7 empty] | 4.(b) | BRITISH NUCLEAR FUELS LIMITED | British Nuclear Fuels Ltd , Sellafield Site | 31630 | SELLAFIELD WORKS, SEASCALE | -- | SEASCALE | CA20 1PG | 326 | 0 | 0 | 324 | m
UK | 2012 | UK423 | 2012UK423 | 2012-423 | 423 | Sellafield GT3 | England | Art 4(3) - existing plants |  | 136 | Yes | 0 | 0 | 0 | 2348.6652 | 0 | 1.1329 | 118.2819 | 4.0589 | [7 empty] | 4.(b) | BRITISH NUCLEAR FUELS LIMITED | British Nuclear Fuels Ltd , Sellafield Site | 31630 | SELLAFIELD WORKS, SEASCALE | -- | SEASCALE | CA20 1PG | 326 | 0 | 0 | 324 | m
UK | 2012 | UK424 | 2012UK424 | 2012-424 | 424 | Sellafield GT4 | England | Art 4(3) - existing plants |  | 90 | Yes | 0 | 0 | 0 | 1039.1796 | 0 | 0.49954 | 45.6442 | 0.54192 | [7 empty] | 4.(b) | BRITISH NUCLEAR FUELS LIMITED | British Nuclear Fuels Ltd , Sellafield Site | 31630 | SELLAFIELD WORKS, SEASCALE | -- | SEASCALE | CA20 1PG | 326 | 0 | 0 | 324 | m
UK | 2012 | UK425 | 2012UK425 | 2012-425 | 425 | RWE nPower Cheshire CHP | England | Art 4(3) - existing plants |  | 100 | Yes | 0 | 0 | 0 | 17 | 0 | 0 | 2 | 0
UK | 2012 | UK426 | 2012UK426 | 2012-426 | 426 | RWE Npower, Little Barford Power Station St Neots mod 1B(1A no 249) | England | Art 4(3) - existing plants | ESI | 612 | Yes | 0 | 0 | 55 | 886 | 0 | 0 | 52.5 | 1 | [7 empty] | 1.(c) | RWE NPOWER HOLDINGS PLC | RWE npower plc, Little Barford Power Station | 13371 | Little Barford Power Station, Little Barford | -- | ST. NEOTS | PE19 6YT | 105 | 0 | 0 | 109 | n
UK | 2012 | UK427 | 2012UK427 | 2012-427 | 427 | RWE nPower Didcot B mod 6 (Refer to 243) | England | Art 4(1) - old-new plants | ESI | 1293 | Yes | 0 | 0 | 0 | 0 | 0 | 0 | 0 | 0 | [7 empty] | 1.(c) | RWE NPOWER HOLDINGS PLC | RWE npower plc, Didcot B Power Station | 13704 | Didcot B Power Station | -- | DIDCOT | OX11 7YU | 1950 | 0 | 0 | 2530 | n
UK | 2012 | UK428 | 2012UK428 | 2012-428 | 428 | HJ Heinz Wigan | England | Art 4(2) - new-new plants |  | 93 | No | 0 | 0 | 0 | 777 | 0 | 0 | 8 | 0 | [7 empty] | 8.(b) | HEINZ EUROPE UNLIMITED | HJ Heinz Co Ltd, H J Heinz Co Ltd Kitt Green | 32152 | Kitt Green | -- | WIGAN | WN5 0JL | 0 | 0 | 0 | 0 | n
UK | 2012 | UK429 | 2012UK429 | 2012-429 | 429 | SembCorp Utilities UK Ltd GT2 | England | Art 4(2) - new-new plants |  | 133 | Yes | 0 | 0 | 0 | 3405 | 0 | 0 | 97 | 0 | [7 empty] | 1.(c) | SEMBCORP UTILITIES (UK) LTD | Sembcorp Utilities (UK) Ltd, Wilton 10 Power Station | 13403 | Sembcorp Utilities (UK) Ltd, PO Box 1985 Wilton | -- | Redcar | TS6 7SD | 1100 | 1460 | 0 | 868 | m
UK | 2012 | UK430 | 2012UK430 | 2012-430 | 430 | Interconnector Bacton Terminal | England | Art 4(1) - old-new plants | Other (non refineries) | 75 | Yes | 0 | 0 | 0 | 427.491 | 0 | 0.025 | 15.72 | 0.66 | [7 empty] | 1.(c) | INTERCONNECTOR (UK) LTD | Interconnector Bacton Terminal | 13129 | Paston Road | -- | Norwich | NR12 0JD | 0 | 0 | 0 | 0 | m
UK | 2012 | UK431 | 2012UK431 | 2012-431 | 431 | Interconnector Bacton Terminal | England | Art 4(1) - old-new plants | Other (non refineries) | 75 | Yes | 0 | 0 | 0 | 372.109 | 0 | 0.018 | 11.39 | 0.58 | [7 empty] | 1.(c) | INTERCONNECTOR (UK) LTD | Interconnector Bacton Terminal | 13129 | Paston Road | -- | Norwich | NR12 0JD | 0 | 0 | 0 | 0 | m
UK | 2012 | UK432 | 2012UK432 | 2012-432 | 432 | Interconnector Bacton Terminal | England | Art 4(1) - old-new plants | Other (non refineries) | 75 | Yes | 0 | 0 | 0 | 127.177 | 0 | 0.007 | 4.35 | 0.12 | [7 empty] | 1.(c) | INTERCONNECTOR (UK) LTD | Interconnector Bacton Terminal | 13129 | Paston Road | -- | Norwich | NR12 0JD | 0 | 0 | 0 | 0 | m
UK | 2012 | UK433 | 2012UK433 | 2012-433 | 433 | Interconnector Bacton Terminal | England | Art 4(1) - old-new plants | Other (non refineries) | 75 | Yes | 0 | 0 | 0 | 322.056 | 0 | 0.015 | 10.7 | 0.44 | [7 empty] | 1.(c) | INTERCONNECTOR (UK) LTD | Interconnector Bacton Terminal | 13129 | Paston Road | -- | Norwich | NR12 0JD | 0 | 0 | 0 | 0 | m
UK | 2012 | UK434 | 2012UK434 | 2012-434 | 434 | Central Bacton Gas Terminal | England | Art 4(1) - old-new plants | Other (non refineries) | 68 | Yes | 0 | 0 | 0 | 1982.8 | 0 | 0.147 | 32.478 | 4.536
UK | 2012 | UK435 | 2012UK435 | 2012-435 | 435 | E.ON Grain LCP 3 | England | Art 4(2) - new-new plants |  | 775 | Yes | 0 | 0 | 0 | 11812 | 0 | 0 | 265.1 | 0 | [7 empty] | 1.(c) | POWERGEN UK HOLDING COMPANY LIMITED | E.ON UK plc, Grain Power Station, Kent | 12989 | Grain Power Station, Isle of Grain | -- | ROCHESTER | ME3 0AR | 870 | 0 | 0 | 2080 | m
UK | 2012 | UK436 | 2012UK436 | 2012-436 | 436 | E.ON Grain LCP 4 | England | Art 4(2) - new-new plants |  | 775 | Yes | 0 | 0 | 0 | 11956 | 0 | 0 | 266.8 | 0 | [7 empty] | 1.(c) | POWERGEN UK HOLDING COMPANY LIMITED | E.ON UK plc, Grain Power Station, Kent | 12989 | Grain Power Station, Isle of Grain | -- | ROCHESTER | ME3 0AR | 870 | 0 | 0 | 2080 | m
UK | 2012 | UK437 | 2012UK437 | 2012-437 | 437 | E.ON Grain LCP 5 | England | Art 4(2) - new-new plants | 775 |  | Yes | 0 | 0 | 0 | 13164 | 0 | 0 | 314.2 | 0 | [7 empty] | 1.(c) | POWERGEN UK HOLDING COMPANY LIMITED | E.ON UK plc, Grain Power Station, Kent | 12989 | Grain Power Station, Isle of Grain | -- | ROCHESTER | ME3 0AR | 870 | 0 | 0 | 2080 | m
UK | 2012 | UK438 | 2012UK438 | 2012-438 | 438 | Iggesund Workington (Biomass CHP) | England | Art 4(2) - new-new plants |  | 150 |  | 0 | 0 | 0 | 0 | 0 | 0 | 0 | 0
UK | 2012 | UK439 | 2012UK439 | 2012-439 | 439 | RWE npower, Pembroke Power Station | Wales | Art 4(2) - new-new plants |  | 3752 | Yes | 0 | 0 | 0 | 51370 | 0 | 5 | 848 | 39 | [7 empty] | 1.(a) | RWE NPOWER HOLDINGS PLC | Pembroke Power Station | 191256 | Pembroke | -- | Dyfed | SA71 5SS | 1070 | 0 | 0 | 2860 | m
UK | 2012 | UK440 | 2012UK440 | 2012-440 | 440 | Iggesund Workington (Standby plant) | England | Art 4(2) - new-new plants |  | 70 |  | 0 | 0 | 0 | 0 | 0 | 0 | 0 | 0
UK | 2012 | UK441 | 2012UK441 | 2012-441 | 441 | SAICA Paper UK | England | Art 4(2) - new-new plants |  | 135 | Yes | 0 | 0 | 0 | 2527 | 95.1 | 8.73 | 83.5 | 1.37 | [7 empty] | 5.(c) | SAICA Paper UK Ltd | SAICA Partington | 190909 | Manchester Road | -- | Carrington | M31 4QN | 0 | 0 | 0 | 0 | m
UK | 2012 | UK | 2012UK | 2012- |  | Rugeley Power Limited aux gas turbine (Not an LCP) | England |  |  |  |  | 0 | 0 | 0 | 0 | 0 | 0 | 0 | 0 | [7 empty] | 1.(c) | INTERNATIONAL POWER PLC | Rugeley Power Limited, Rugeley Power Station | 13367 | Rugeley Power Station | -- | Rugeley | WS15 1PR | 10900 | 2300 | 143 | 5020 | n
UK | 2012 | UK365 | 2012UK365 | 2012-365 | 365 | RWE Hythe CHP Plant Charleston Rd, Hardley, Hythe (Refer to 102) | England | Art 4(1) - old-new plants |  |  | No | [15 empty] | 1.(c) | BP P.L.C. | POLIMERI EUROPA UK HYTHE SITE CHP PLANT | 13709 | HARDLEY, SOUTHAMPTON | -- | SOUTHAMPTON | SO45 3YY | 140 | 0 | 0 | 164 | m
UK | 2012 | UK366 | 2012UK366 | 2012-366 | 366 | Kemsley boilers A-C Kemsley, Sittingbourne ME10 2TD (Refer to 208) | England | Art 4(1) - old-new plants | CHP | 74 | No
UK | 2012 | UK3 | 2012UK3 | 2012-3 | 3 | Boilers 1 & 2 | SSE Gen, Peterhead Power Station, Peterhead, Aberdeenshire, AB42 3BZ | Art 4(3) - existing plants | ESI | 3676 | No | 0 | 0 | 0.09 | 87.2 | 0 | 0 | 3 | 0 | [7 empty] | 1.(c) | Sothern And Scottish Electrical Generation Ltd | Peterhead Power Station | 14455 | Boddam | -- | Peterhead | AB42 3BZ | 505 | 0 | 0 | 1410 | n
UK | 2012 | UK4 | 2012UK4 | 2012-4 | 4 | Longannet Power Station | Longannet PS, Kincardine, Alloa, Clackmannan, Fife, FK10 4AA | Art 4(3) - existing plants | ESI | 6400 | No | 0 | 98048 | 0 | 1572 | 0 | 34428 | 16441 | 582 | [7 empty] | 1.(c) | Scottish Power Plc | Longannet Power Station | 14511 | Kincardine-On-Forth | -- | Kincardine | FK10 4AA | 16600 | 34800 | 476 | 9130 | n
UK | 2012 | UK35 | 2012UK35 | 2012-35 | 35 | 2CDU/2DHT | Ineos Manufacturing, Boness Road, Grangemouth, Falkirk, FK3 9XH | Art 4(3) - existing plants | Refineries | 87 | No | 0 | 0 | 466 | 0 | 1733 | 641.44 | 177.93 | 4.2 | [7 empty] | 1.(a) | Ineos Manufacturing Scotland Ltd | Ineos Manufacturing Scotland Ltd | 14524 | Boness Road | -- | Grangemouth | FK3 9XH | 2110 | 5810 | 79.6 | 1610 | n
UK | 2012 | UK36 | 2012UK36 | 2012-36 | 36 | 3CDU/3DHT | Ineos Manufacturing, Boness Road, Grangemouth, Falkirk, FK3 9XH | Art 4(3) - existing plants | Refineries | 130 | No | 0 | 0 | 1674 | 0 | 538 | 761.45 | 306.94 | 11.29 | [7 empty] | 1.(a) | Ineos Manufacturing Scotland Ltd | Ineos Manufacturing Scotland Ltd | 14524 | Boness Road | -- | Grangemouth | FK3 9XH | 2110 | 5810 | 79.6 | 1610 | n
UK | 2012 | UK37 | 2012UK37 | 2012-37 | 37 | 2VDU/Hydrocracker | Ineos Manufacturing, Boness Road, Grangemouth, Falkirk, FK3 9XH | Art 4(3) - existing plants | Refineries | 169 | No | 0 | 0 | 793 | 0 | 2544 | 643.5 | 291.98 | 3.08 | [7 empty] | 1.(a) | Ineos Manufacturing Scotland Ltd | Ineos Manufacturing Scotland Ltd | 14524 | Boness Road | -- | Grangemouth | FK3 9XH | 2110 | 5810 | 79.6 | 1610 | n
UK | 2012 | UK38 | 2012UK38 | 2012-38 | 38 | Cat Reformer Main Heaters | Ineos Manufacturing, Boness Road, Grangemouth, Falkirk, FK3 9XH | Art 4(3) - existing plants | Refineries | 127 | No | 0 | 0 | 0 | 0 | 1580 | 81.8 | 77.74 | 3.35 | [7 empty] | 1.(a) | Ineos Manufacturing Scotland Ltd | Ineos Manufacturing Scotland Ltd | 14524 | Boness Road | -- | Grangemouth | FK3 9XH | 2110 | 5810 | 79.6 | 1610 | n
UK | 2012 | UK39 | 2012UK39 | 2012-39 | 39 | Boilers 9&10 | Ineos Manufacturing, Boness Road, Grangemouth, Falkirk, FK3 9XH | Art 4(3) - existing plants | Refineries | 242 | No | 0 | 0 | 101.64 | 0 | 2196.74 | 99.7 | 149.1 | 1.6 | [7 empty] | 1.(a) | Ineos Manufacturing Scotland Ltd | Ineos Manufacturing Scotland Ltd | 14524 | Boness Road | -- | Grangemouth | FK3 9XH | 2110 | 5810 | 79.6 | 1610 | n
UK | 2012 | UK40 | 2012UK40 | 2012-40 | 40 | Boilers 11,12&13 | Ineos Manufacturing, Boness Road, Grangemouth, Falkirk, FK3 9XH | Art 4(3) - existing plants | Refineries | 363 | No | 0 | 0 | 36.54 | 0 | 1656.82 | 38.5 | 81.9 | 2.4 | [7 empty] | 1.(a) | Ineos Manufacturing Scotland Ltd | Ineos Manufacturing Scotland Ltd | 14524 | Boness Road | -- | Grangemouth | FK3 9XH | 2110 | 5810 | 79.6 | 1610 | n
UK | 2012 | UK41 | 2012UK41 | 2012-41 | 41 | Boilers 14&15 | Ineos Manufacturing, Boness Road, Grangemouth, Falkirk, FK3 9XH | Art 4(3) - existing plants | Refineries | 396 | No | 0 | 0 | 172.13 | 0 | 4405.67 | 223.5 | 261.65 | 3.9 | [7 empty] | 1.(a) | Ineos Manufacturing Scotland Ltd | Ineos Manufacturing Scotland Ltd | 14524 | Boness Road | -- | Grangemouth | FK3 9XH | 2110 | 5810 | 79.6 | 1610 | n
UK | 2012 | UK42 | 2012UK42 | 2012-42 | 42 | G4 Ethylene WF 4 A & B | Ineos Manufacturing, Boness Road, Grangemouth, Falkirk, FK3 9XH | Art 4(3) - existing plants | Refineries | 117 | No | 0 | 0 | 0 | 0 | 1520.4 | 0.65 | 72.85 | 0.13 | [7 empty] | 1.(a) | Ineos Manufacturing Scotland Ltd | Ineos Manufacturing Scotland Ltd | 14524 | Boness Road | -- | Grangemouth | FK3 9XH | 2110 | 5810 | 79.6 | 1610 | n
UK | 2012 | UK43 | 2012UK43 | 2012-43 | 43 | G4 Ethylene WF 5 | Ineos Manufacturing, Boness Road, Grangemouth, Falkirk, FK3 9XH | Art 4(3) - existing plants | Refineries | 67 | No | 0 | 0 | 0 | 0 | 317.1 | 0.13 | 16.2 | 0.02 | [7 empty] | 1.(a) | Ineos Manufacturing Scotland Ltd | Ineos Manufacturing Scotland Ltd | 14524 | Boness Road | -- | Grangemouth | FK3 9XH | 2110 | 5810 | 79.6 | 1610 | n
UK | 2012 | UK90 | 2012UK90 | 2012-90 | 90 | BASF Performance Products | BASF Performance Products, Hawkhead Road, Paisley, Renfrewshire, PA2 7BG | Art 4(3) - existing plants | Other (non refineries) | 76 | No | 0 | 0 | 0 | 164 | 0 | 0.04 | 7.85 | 0
UK | 2012 | UK91 | 2012UK91 | 2012-91 | 91 | Michelin Tyre Dundee | Michelin Tyre Plc, Baldovie Road, Dundee, Angus, DD4 8UQ | Art 4(3) - existing plants | Other (non refineries) | 58 | No | 0 | 0 | 0 | 409.192 | 0 | 0.201 | 24.63 | 0.235 | [7 empty] | 1.(c) | Michelin Tyre Plc | Michelin Tyre Plant, Dundee | 14514 | Baldovie Road | -- | Dundee | DD4 8UQ | 0 | 0 | 0 | 0 | n
UK | 2012 | UK92 | 2012UK92 | 2012-92 | 92 | Polimeri Grangemouth | Polimeri Europa Ltd, Boness Road, Grangemouth, Falkirk, FK3 9SH | Art 4(3) - existing plants | Other (non refineries) | 76 | No | 0 | 0 | 0 | 946 | 0 | 0 | 22 | 0 | [7 empty] | 4.(a).(ix) | Polimeri Europa Ltd | Polimeri Europa | 14526 | Boness Road | -- | Grangemouth | FK3 9XE | 0 | 0 | 0 | 0 | n
UK | 2012 | UK278 | 2012UK278 | 2012-278 | 278 | EON (UK) plc | Steven's Croft Power Station, Lockerbie, DG11 2SQ | Art 4(2) - new-new plants | ESI | 139 | No | 3650 | 0 | 3.5 | 0 | 0 | 35.36 | 359.05 | 2.88 | [7 empty] | 1.(c) | E.ON UK Renewables Ltd | E.ON UK Renewables Ltd | 33158 | Stevens Croft Power Station, Nethercleugh, Johnstonebridge Rd | -- | Lockerbie | DG11 2SQ | 359 | 0 | 0 | 411 | n
UK | 2012 | UK281 | 2012UK281 | 2012-281 | 281 | UPM-Kymmene Irvine CHP | Caledonian Paper Mill, Meadowhead Rd, Irvine, North Ayrshire, KA11 5AT | Art 4(2) - new-new plants | Other (non refineries) | 99 | No | 4226 | 0 | 0 | 6.9 | 0 | 83.59 | 385.55 | 3.67 | [7 empty] | 6.(a) | UPM-Kymmene (UK) Ltd | Caledonian Paper Mill | 14473 | Meadowhead Drive | -- | Irvine | KA11 5AT | 386 | 0 | 0 | 399 | n
UK | 2012 | UK287 | 2012UK287 | 2012-287 | 287 | Turbine A | Aberdeen Compressor Station, Garlogie, Aberdeenshire, AB32 6US | Art 4(1) - old-new plants | Other (non refineries) | 70 | Yes | 0 | 0 | 0 | 0.37 | 0 | 0 | 1.86 | 0 | [7 empty] | 1.(c) | National Grid Gas Plc | Aberdeen Compressor Station, Garlogie | 14445 | Garrick, Garlogie | -- | Westhill | AB32 6US | 0 | 0 | 0 | 0 | m
UK | 2012 | UK288 | 2012UK288 | 2012-288 | 288 | Turbine B | Aberdeen Compressor Station, Garlogie, Aberdeenshire, AB32 6US | Art 4(1) - old-new plants | Other (non refineries) | 70 | Yes | 0 | 0 | 0 | 0.6 | 0 | 0 | 3.3 | 0 | [7 empty] | 1.(c) | National Grid Gas Plc | Aberdeen Compressor Station, Garlogie | 14445 | Garrick, Garlogie | -- | Westhill | AB32 6US | 0 | 0 | 0 | 0 | m
UK | 2012 | UK289 | 2012UK289 | 2012-289 | 289 | Turbine C | Aberdeen Compressor Station, Garlogie, Aberdeenshire, AB32 6US | Art 4(1) - old-new plants | Other (non refineries) | 70 | Yes | 0 | 0 | 0 | 0.05 | 0 | 0 | 0.2 | 0 | [7 empty] | 1.(c) | National Grid Gas Plc | Aberdeen Compressor Station, Garlogie | 14445 | Garrick, Garlogie | -- | Westhill | AB32 6US | 0 | 0 | 0 | 0 | m
UK | 2012 | UK290 | 2012UK290 | 2012-290 | 290 | Turbine C | Bathgate Compressor Station (Site 2), Falkirk, FK1 2JY | Art 4(2) - new-new plants | Other (non refineries) | 75 | Yes | 0 | 0 | 0 | 0 | 0 | 0 | 0 | 0 | [7 empty] | 1.(c) | National Grid Gas Plc | Bathgate Compressor Station (Site 2), Falkirk | 33113 | Gowanbank Quarry, Gowanbank | -- | Avonbridge | FK1 2JY | 0 | 0 | 0 | 0 | m
UK | 2012 | UK291 | 2012UK291 | 2012-291 | 291 | Turbine D | Bathgate Compressor Station (Site 2), Falkirk, FK1 2JY | Art 4(2) - new-new plants | Other (non refineries) | 75 | Yes | 0 | 0 | 0 | 4.92 | 0 | 0 | 0 | 0 | [7 empty] | 1.(c) | National Grid Gas Plc | Bathgate Compressor Station (Site 2), Falkirk | 33113 | Gowanbank Quarry, Gowanbank | -- | Avonbridge | FK1 2JY | 0 | 0 | 0 | 0 | m
UK | 2012 | UK292 | 2012UK292 | 2012-292 | 292 | Train 1 and 2 Auxilary Burners | BP Exploration, Kinneil Terminal, Grangemouth, Falkirk, FK3 9XQ | Art 4(3) - existing plants | Refineries | 98 | No | 0 | 0 | 0 | 0 | 2243.57 | 14 | 311 | 0.5 | [7 empty] | 1.(b) | BP Exploration Operating Co Ltd | BP Forties Pipeline | 14474 | BP Forties Pipeline, Kinneil Terminal, Boness Road | -- | Grangemouth | FK3 9XQ | 416 | 0 | 0 | 310 | n
UK | 2012 | UK293 | 2012UK293 | 2012-293 | 293 | CHP (GT and Boiler 3) | DSM Nutritional Products, Drakemyre Rd, Ayr, North Ayrshire, KA24 5JP | Art 4(1) - old-new plants | CHP | 125 | No | 0 | 0 | 0.6 | 2145.28 | 0 | 0.03 | 90.35 | 0.47 | [7 empty] | 4.(a).(ii) | Dsm Nutritional Products (UK) Ltd | DSM @ Drakemyre Chemical Works | 14488 | Rye Bridge, Drakemyre | -- | Dalry | KA24 5JP | 131 | 0 | 0 | 133 | m
UK | 2012 | UK294 | 2012UK294 | 2012-294 | 294 | NEI Boilers (Boiler 1 and 2) | DSM Nutritional Products, Drakemyre Rd, Ayr, North Ayrshire, KA24 5JP | Art 4(3) - existing plants | Other (non refineries) | 123 | No | 0 | 0 | 0.9 | 365.43 | 0 | 0.05 | 40.25 | 0.27 | [7 empty] | 4.(a).(ii) | Dsm Nutritional Products (UK) Ltd | DSM @ Drakemyre Chemical Works | 14488 | Rye Bridge, Drakemyre | -- | Dalry | KA24 5JP | 131 | 0 | 0 | 133 | m
UK | 2012 | UK295 | 2012UK295 | 2012-295 | 295 | Ethylene Plant A | Fife Ethylene Plant, Mossmorran, Cowdenbeath, Fife, KY4 8EP | Art 4(3) - existing plants | Other (non refineries) | 67 | No | 0 | 0 | 410.8 | 0 | 224.3 | 6 | 42 | 1.4 | [7 empty] | 1.(a) | Exxonmobil Chemical Ltd | Fife Ethylene Plant | 14531 | Fife Ethylene Plant, Mossmorran | -- | Cowdenbeath | KY4 8EP | 1040 | 0 | 0 | 697 | n
UK | 2012 | UK296 | 2012UK296 | 2012-296 | 296 | Ethylene Plant B | Fife Ethylene Plant, Mossmorran, Cowdenbeath, Fife, KY4 8EP | Art 4(3) - existing plants | Other (non refineries) | 67 | No | 0 | 0 | 0.1 | 0 | 419.9 | 6 | 53 | 1.4 | [7 empty] | 1.(a) | Exxonmobil Chemical Ltd | Fife Ethylene Plant | 14531 | Fife Ethylene Plant, Mossmorran | -- | Cowdenbeath | KY4 8EP | 1040 | 0 | 0 | 697 | n
UK | 2012 | UK297 | 2012UK297 | 2012-297 | 297 | Ethylene Plant C | Fife Ethylene Plant, Mossmorran, Cowdenbeath, Fife, KY4 8EP | Art 4(3) - existing plants | Other (non refineries) | 67 | No | 0 | 0 | 0 | 0 | 294.9 | 6 | 52 | 1.4 | [7 empty] | 1.(a) | Exxonmobil Chemical Ltd | Fife Ethylene Plant | 14531 | Fife Ethylene Plant, Mossmorran | -- | Cowdenbeath | KY4 8EP | 1040 | 0 | 0 | 697 | n
UK | 2012 | UK298 | 2012UK298 | 2012-298 | 298 | Package Boiler 1 | BP, Sullom Voe Terminal, Mossbank, Shetland, ZE2 9TU | Art 4(3) - existing plants | Other (non refineries) | 56 | No | 0 | 0 | 43.1 | 0 | 0.39 | 4.36 | 8.66 | 0 | [7 empty] | 1.(a) | BP Exploration Operating Co Ltd | Sullom Voe Terminal | 14463 | Mossbank | -- | Sullom Voe | ZE2 9TU | 0 | 0 | 0 | 0 | n
UK | 2012 | UK299 | 2012UK299 | 2012-299 | 299 | Package Boiler 2 | BP, Sullom Voe Terminal, Mossbank, Shetland, ZE2 9TU | Art 4(3) - existing plants | Other (non refineries) | 56 | No | 0 | 0 | 73.82 | 0 | 0.66 | 7.47 | 14.83 | 0 | [7 empty] | 1.(a) | BP Exploration Operating Co Ltd | Sullom Voe Terminal | 14463 | Mossbank | -- | Sullom Voe | ZE2 9TU | 0 | 0 | 0 | 0 | n
UK | 2012 | UK300 | 2012UK300 | 2012-300 | 300 | Waste Heat Boiler No 1 | BP, Sullom Voe Terminal, Mossbank, Shetland, ZE2 9TU | Art 4(3) - existing plants | Other (non refineries) | 72 | No | 0 | 0 | 0 | 0 | 0 | 0.01 | 0.03 | 0 | [7 empty] | 1.(a) | BP Exploration Operating Co Ltd | Sullom Voe Terminal | 14463 | Mossbank | -- | Sullom Voe | ZE2 9TU | 0 | 0 | 0 | 0 | n
UK | 2012 | UK301 | 2012UK301 | 2012-301 | 301 | Grangemouth CHP | Grangemouth CHP, Boness Road, Grangemouth, Falkirk, FK3 9XQ |  | CHP | 479 | Yes | 0 | 0 | 0 | 11533.86 | 300.09 | 0.7 | 350.7 | 0 | [7 empty] | 1.(c) | Fortum O&M (UK) Ltd | CHP Plant, Grangemouth | 14523 | Boness Road | -- | Grangemouth | FK3 9XQ | 351 | 0 | 0 | 608 | n
UK | 2012 | UK302 | 2012UK302 | 2012-302 | 302 | KG Ethylene Plant 36-F-501A | Ineos Manufacturing, Boness Road, Grangemouth, Falkirk, FK3 9XH | Art 4(1) - old-new plants | Refineries | 73 | No | 0 | 0 | 0 | 0 | 1251.9 | 0.06 | 77 | 0.04 | [7 empty] | 1.(a) | Ineos Manufacturing Scotland Ltd | Ineos Manufacturing Scotland Ltd | 14524 | Boness Road | -- | Grangemouth | FK3 9XH | 2110 | 5810 | 79.6 | 1610 | n
UK | 2012 | UK303 | 2012UK303 | 2012-303 | 303 | KG Ethylene Plant 36-F-501B | Ineos Manufacturing, Boness Road, Grangemouth, Falkirk, FK3 9XH | Art 4(1) - old-new plants | Refineries | 73 | No | 0 | 0 | 0 | 0 | 979.7 | 0.05 | 60.3 | 0.03 | [7 empty] | 1.(a) | Ineos Manufacturing Scotland Ltd | Ineos Manufacturing Scotland Ltd | 14524 | Boness Road | -- | Grangemouth | FK3 9XH | 2110 | 5810 | 79.6 | 1610 | n
UK | 2012 | UK304 | 2012UK304 | 2012-304 | 304 | Cat Ref 1st Int | Ineos Manufacturing, Boness Road, Grangemouth, Falkirk, FK3 9XH | Art 4(1) - old-new plants | Refineries | 63 | No | 0 | 0 | 0 | 0 | 654 | 35.57 | 71.33 | 2.18 | [7 empty] | 1.(a) | Ineos Manufacturing Scotland Ltd | Ineos Manufacturing Scotland Ltd | 14524 | Boness Road | -- | Grangemouth | FK3 9XH | 2110 | 5810 | 79.6 | 1610 | n
UK | 2012 | UK305 | 2012UK305 | 2012-305 | 305 | Boiler 8 | Ineos Manufacturing, Boness Road, Grangemouth, Falkirk, FK3 9XH | Art 4(1) - old-new plants | Refineries | 190 | No | 0 | 0 | 0 | 0 | 1985.36 | 7.4 | 217.7 | 6.6 | [7 empty] | 1.(a) | Ineos Manufacturing Scotland Ltd | Ineos Manufacturing Scotland Ltd | 14524 | Boness Road | -- | Grangemouth | FK3 9XH | 2110 | 5810 | 79.6 | 1610 | n
UK | 2012 | UK306 | 2012UK306 | 2012-306 | 306 | Turbine D | Kirriemuir Compressor Station, Forfar, Angus, DD8 3TP | Art 4(3) - existing plants | Other (non refineries) | 70 | Yes | 0 | 0 | 0 | 254.211 | 0 | 0.04 | 47.8 | 0 | [7 empty] | 1.(c) | National Grid Gas Plc | Kirriemuir Compressor Station, Forfar | 14513 | Forestmuir Road, Kirriemuir | -- | Forfar | DD8 3TP | 0 | 0 | 0 | 0 | n
UK | 2012 | UK307 | 2012UK307 | 2012-307 | 307 | Unit A | NGG, Moffat Compressor Station, Beattock, Dumfriesshire, DG10 9RL | Art 4(3) - existing plants | Other (non refineries) | 65 | Yes | 0 | 0 | 0 | 1.61 | 0 | 0 | 0.21 | 0 | [7 empty] | 1.(a) | BGE (UK) Ltd | Beattock Compressor Station, Moffat | 14494 | Lochmaben Road | -- | Beattock | DG10 9RL | 0 | 0 | 0 | 0 | n
UK | 2012 | UK308 | 2012UK308 | 2012-308 | 308 | Unit B | NGG, Moffat Compressor Station, Beattock, Dumfriesshire, DG10 9RL | Art 4(3) - existing plants | Other (non refineries) | 65 | Yes | 0 | 0 | 0 | 2.79 | 0 | 0 | 0.3 | 0 | [7 empty] | 1.(a) | BGE (UK) Ltd | Beattock Compressor Station, Moffat | 14494 | Lochmaben Road | -- | Beattock | DG10 9RL | 0 | 0 | 0 | 0 | n
UK | 2012 | UK311 | 2012UK311 | 2012-311 | 311 | Gas Turbine | SSE Gen, Peterhead Power Station, Peterhead, Aberdeenshire, AB42 3BZ |  | ESI | 2031 | Yes | 0 | 0 | 0 | 24581 | 0 | 93 | 501 | 22 | [7 empty] | 1.(c) | Sothern And Scottish Electrical Generation Ltd | Peterhead Power Station | 14455 | Boddam | -- | Peterhead | AB42 3BZ | 505 | 0 | 0 | 1410 | n
UK | 2012 | UK312 | 2012UK312 | 2012-312 | 312 | Boiler 1&2 | Cockenzie PS, Prestonpans, East Lothian, EH32 9SD |  | ESI | 1600 | No | 0 | 9935 | 105 | 0 | 0 | 3013 | 1645 | 165 | [6 empty] | 2013 | 1.(c) | Scottish Power Plc | Cockenzie Power Station | 14508 | Prestonpans | -- | Cockenzie and Port Seton | EH32 9SD | 4180 | 6570 | 294 | 2080 | n
UK | 2012 | UK313 | 2012UK313 | 2012-313 | 313 | Boiler 3&4 | Cockenzie PS, Prestonpans, East Lothian, EH32 9SD |  | ESI | 1600 | No | 0 | 11577 | 189 | 0 | 0 | 3511 | 2481 | 199 | [6 empty] | 2013 | 1.(c) | Scottish Power Plc | Cockenzie Power Station | 14508 | Prestonpans | -- | Cockenzie and Port Seton | EH32 9SD | 4180 | 6570 | 294 | 2080 | n
UK | 2012 | UK314 | 2012UK314 | 2012-314 | 314 | Module 1 | Shell UK, St Fergus Gas Plant, Peterhead, Aberdeenshire, AB42 3EP | Art 4(3) - existing plants | Other (non refineries) | 97 | Yes | 0 | 0 | 0 | 0 | 0 | 0 | 0 | 0 | [7 empty] | 1.(a) | Shell UK Ltd | Golden Eye Module | 14456 | St Fergus Gas Terminal | -- | Peterhead | AB42 3EP | 637 | 0 | 0 | 269 | n
UK | 2012 | UK315 | 2012UK315 | 2012-315 | 315 | Module 2 | Shell UK, St Fergus Gas Plant, Peterhead, Aberdeenshire, AB42 3EP | Art 4(3) - existing plants | Other (non refineries) | 97 | Yes | 0 | 0 | 0 | 0 | 0 | 0 | 0 | 0 | [7 empty] | 1.(a) | Shell UK Ltd | Golden Eye Module | 14456 | St Fergus Gas Terminal | -- | Peterhead | AB42 3EP | 637 | 0 | 0 | 269 | n
UK | 2012 | UK316 | 2012UK316 | 2012-316 | 316 | Smithkline Beecham Irvine | GlaxoSmithKline, Shewalton Rd, Irvine, Ayr, North Ayrshire, KA11 5AP | Art 4(3) - existing plants | Other (non refineries) | 69 | No | 0 | 0 | 0.06 | 851.33 | 0 | 0.05 | 41.48 | 1 | [7 empty] | 4.(e) | Alpheus Environmental Ltd | Alpheus WWTP at Glaxosmithkline | 88777 | Shewalton Road | -- | Ayr | KA11 5AP | 0 | 0 | 0 | 0 | n
UK | 2012 | UK321 | 2012UK321 | 2012-321 | 321 | plant 2A | National Grid, N.Sea Gas Terminal, Peterhead, Aberdeenshire, AB42 3EP | Art 4(3) - existing plants | Other (non refineries) | 65 | Yes | 0 | 0 | 0 | 0 | 0 | 0 | 0 | 0 | [7 empty] | 1.(c) | National Grid Gas Plc | St Fergus Gas Terminal | 14446 | National Grid Gas Terminal, St Fergus | -- | Peterhead | AB42 3EP | 244 | 0 | 0 | 0 | n
UK | 2012 | UK322 | 2012UK322 | 2012-322 | 322 | plant 2D | National Grid, N.Sea Gas Terminal, Peterhead, Aberdeenshire, AB42 3EP | Art 4(3) - existing plants | Other (non refineries) | 65 | Yes | 0 | 0 | 0 | 14.22 | 0 | 0 | 1.3 | 0 | [7 empty] | 1.(c) | National Grid Gas Plc | St Fergus Gas Terminal | 14446 | National Grid Gas Terminal, St Fergus | -- | Peterhead | AB42 3EP | 244 | 0 | 0 | 0 | n
UK | 2012 | UK323 | 2012UK323 | 2012-323 | 323 | plant 2B | National Grid, N.Sea Gas Terminal, Peterhead, Aberdeenshire, AB42 3EP | Art 4(3) - existing plants | Other (non refineries) | 54 | Yes | 0 | 0 | 0 | 713.1 | 0 | 0 | 161.27 | 0 | [7 empty] | 1.(c) | National Grid Gas Plc | St Fergus Gas Terminal | 14446 | National Grid Gas Terminal, St Fergus | -- | Peterhead | AB42 3EP | 244 | 0 | 0 | 0 | n
UK | 2012 | UK326 | 2012UK326 | 2012-326 | 326 | Boiler 5 | Tullis Russell, Rothesfield, Glenrothes, Fife, KY7 6PB | Art 4(1) - old-new plants | Other (non refineries) | 56 | No | 0 | 0 | 0 | 1410.486 | 0 | 0 | 67.7 | 0 | [7 empty] | 6.(b) | Tullis Russell Papermakers Ltd | Markinch Papermill | 14532 | Markinch | -- | Glenrothes | KY7 6PB | 417 | 583 | 0 | 183 | n
UK | 2012 | UK327 | 2012UK327 | 2012-327 | 327 | Gas Turbine 1 | BP, Sullom Voe Terminal, Mossbank, Shetland, ZE2 9TU | Art 4(3) - existing plants | Other (non refineries) | 86 | Yes | 0 | 0 | 1.59 | 0 | 31.67 | 0.19 | 4.7 | 0 | [7 empty] | 1.(a) | BP Exploration Operating Co Ltd | Sullom Voe Terminal | 14463 | Mossbank | -- | Sullom Voe | ZE2 9TU | 0 | 0 | 0 | 0 | n
UK | 2012 | UK328 | 2012UK328 | 2012-328 | 328 | Gas Turbine 2 | BP, Sullom Voe Terminal, Mossbank, Shetland, ZE2 9TU | Art 4(3) - existing plants | Other (non refineries) | 86 | Yes | 0 | 0 | 64.02 | 0 | 1271.42 | 7.44 | 188.48 | 0 | [7 empty] | 1.(a) | BP Exploration Operating Co Ltd | Sullom Voe Terminal | 14463 | Mossbank | -- | Sullom Voe | ZE2 9TU | 0 | 0 | 0 | 0 | n
UK | 2012 | UK329 | 2012UK329 | 2012-329 | 329 | Gas Turbine 3 | BP, Sullom Voe Terminal, Mossbank, Shetland, ZE2 9TU | Art 4(3) - existing plants | Other (non refineries) | 86 | Yes | 0 | 0 | 67.07 | 0 | 1332.02 | 7.8 | 197.46 | 0 | [7 empty] | 1.(a) | BP Exploration Operating Co Ltd | Sullom Voe Terminal | 14463 | Mossbank | -- | Sullom Voe | ZE2 9TU | 0 | 0 | 0 | 0 | n
UK | 2012 | UK330 | 2012UK330 | 2012-330 | 330 | Gas Turbine 4 | BP, Sullom Voe Terminal, Mossbank, Shetland, ZE2 9TU | Art 4(3) - existing plants | Other (non refineries) | 86 | Yes | 0 | 0 | 29 | 0 | 575.96 | 3.37 | 85.38 | 0 | [7 empty] | 1.(a) | BP Exploration Operating Co Ltd | Sullom Voe Terminal | 14463 | Mossbank | -- | Sullom Voe | ZE2 9TU | 0 | 0 | 0 | 0 | n
UK | 2012 | UK331 | 2012UK331 | 2012-331 | 331 | Arjo Wiggins | Stoneywood Mill, AB21 9AB | Art 4(3) - existing plants | Other (non refineries) | 58 | Yes | 0 | 0 | 0.04 | 1120 | 0 | 0 | 54 | 0 | [7 empty] | 6.(b) | Arjo Wiggins Fine Papers Ltd | Stoneywood Papermill | 14439 | Stoneywood Terrace, Stoneywood, Bucksburn | -- | Aberdeen | AB21 9AB | 0 | 0 | 0 | 0 | m
UK | 2012 | UK332 | 2012UK332 | 2012-332 | 332 | Engines 22, 23, 24 | SSE Gen Ltd, Lerwick Power Station, Shetland, ZE1 9PS | Art 4(3) - existing plants | ESI | 70.6 | No | 0 | 0 | 702 | 0 | 0 | 317.6 | 1186 | 28.9 | [7 empty] | 1.(c) | Sothern And Scottish Electrical Generation Ltd | Lerwick Power Station | 14458 | Germista Industrial Estate, Germista Road | -- | Lerwick | ZE1 0PS | 1610 | 430 | 0 | 0 | n
UK | 2012 | UK95 | 2012UK95 | 2012-95 | 95 | Invista Textiles UK Ltd Maydown Works | Northern Ireland | Art 4(3) - existing plants | CHP | 80 | No | 67 | 1225 |  |  |  | 487 | 280.5 | 2.33 | [7 empty] | 1.(c) | Invista Textiles (UK) Ltd | Invista Textiles (UK) Ltd | 14391 | PO Box 15 Maydown Works | -- | LONDONDERRY | BT47 1TU | 285 | 496 | 0 | 109 | n
UK | 2012 | UK327 | 2012UK327 | 2012-327 | 327 | Coolkeeragh A1 | Coolkeeragh ESB Ltd, 2 Electra Road, Maydown, Londonderry, BT47 6UL | Art 4(2) - new-new plants | ESI | 704 | Yes |  |  | 13.888 | 15940.66 |  | 0.71 | 799.95 | [8 empty] | 1.(c) | Coolkeeragh ESB Ltd | Coolkeeragh ESB Ltd | 14384 | PO Box 217 2 Electra Road | -- | LONDONDERRY | BT47 6UL | 802 | 0 | 0 | 913 | n
UK | 2012 | UK328 | 2012UK328 | 2012-328 | 328 | Coolkeeragh A2 | Coolkeeragh ESB Ltd, 2 Electra Road, Maydown, Londonderry, BT47 6UL | Art 4(3) - existing plants | ESI | 118 | Yes |  |  | 13.465 |  |  | 0.203 | 1.885 | [8 empty] | 1.(c) | Coolkeeragh ESB Ltd | Coolkeeragh ESB Ltd | 14384 | PO Box 217 2 Electra Road | -- | LONDONDERRY | BT47 6UL | 802 | 0 | 0 | 913 | n
UK | 2012 | UK329 | 2012UK329 | 2012-329 | 329 | Coolkeeragh A3 | Coolkeeragh ESB Ltd, 2 Electra Road, Maydown, Londonderry, BT47 6UL | Art 4(3) - existing plants | ESI | 118 | Yes |  |  | 13.465 |  |  | 0.203 | 1.885 | [8 empty] | 1.(c) | Coolkeeragh ESB Ltd | Coolkeeragh ESB Ltd | 14384 | PO Box 217 2 Electra Road | -- | LONDONDERRY | BT47 6UL | 802 | 0 | 0 | 913 | n
UK | 2012 | UK330 | 2012UK330 | 2012-330 | 330 | Ballylumford A2 | Premier Power Ltd, Ballylumford, Islandmagee, Larne, BT40 3RS | Art 4(3) - existing plants | ESI | 600 | No |  |  |  | 1510 |  | 17 | 143 | 2 | [7 empty] | 1.(c) | AES Ballylumford | AES Ballylumford | 32954 | Ballylumford Power Station Ballylumford | -- | LARNE | BT40 3RS | 1100 | 0 | 55 | 600 | n
UK | 2012 | UK331 | 2012UK331 | 2012-331 | 331 | Ballylumford A3 | Premier Power Ltd, Ballylumford, Islandmagee, Larne, BT40 3RS | Art 4(3) - existing plants | ESI | 1200 | No |  |  |  | 963 |  | 11 | 91 | 1 | [7 empty] | 1.(c) | AES Ballylumford | AES Ballylumford | 32954 | Ballylumford Power Station Ballylumford | -- | LARNE | BT40 3RS | 1100 | 0 | 55 | 600 | n
UK | 2012 | UK332 | 2012UK332 | 2012-332 | 332 | Ballylumford A4 | Premier Power Ltd, Ballylumford, Islandmagee, Larne, BT40 3RS | Art 4(3) - existing plants | ESI | 160 | Yes |  |  | 0.3 |  |  | 0.27 | 0.33 | [8 empty] | 1.(c) | AES Ballylumford | AES Ballylumford | 32954 | Ballylumford Power Station Ballylumford | -- | LARNE | BT40 3RS | 1100 | 0 | 55 | 600 | n
UK | 2012 | UK333 | 2012UK333 | 2012-333 | 333 | Ballylumford A5 | Premier Power Ltd, Ballylumford, Islandmagee, Larne, BT40 3RS | Art 4(3) - existing plants | ESI | 160 | Yes |  |  | 0.2 |  |  | 0.2 | 0.24 | [8 empty] | 1.(c) | AES Ballylumford | AES Ballylumford | 32954 | Ballylumford Power Station Ballylumford | -- | LARNE | BT40 3RS | 1100 | 0 | 55 | 600 | n
UK | 2012 | UK334 | 2012UK334 | 2012-334 | 334 | Ballylumford A14 | Premier Power Ltd, Ballylumford, Islandmagee, Larne, BT40 3RS | Art 4(2) - new-new plants | ESI | 500 | Yes |  |  |  | 1488 |  | 56 | 202 | [8 empty] | 1.(c) | AES Ballylumford | AES Ballylumford | 32954 | Ballylumford Power Station Ballylumford | -- | LARNE | BT40 3RS | 1100 | 0 | 55 | 600 | n
UK | 2012 | UK335 | 2012UK335 | 2012-335 | 335 | Ballylumford A16 | Premier Power Ltd, Ballylumford, Islandmagee, Larne, BT40 3RS | Art 4(2) - new-new plants | ESI | 500 | Yes |  |  |  | 4955 |  | 30 | 109 | [8 empty] | 1.(c) | AES Ballylumford | AES Ballylumford | 32954 | Ballylumford Power Station Ballylumford | -- | LARNE | BT40 3RS | 1100 | 0 | 55 | 600 | n
UK | 2012 | UK336 | 2012UK336 | 2012-336 | 336 | Ballylumford A18 | Premier Power Ltd, Ballylumford, Islandmagee, Larne, BT40 3RS | Art 4(2) - new-new plants | ESI | 200 | Yes |  |  |  | 2682 |  | 17 | 61 | [8 empty] | 1.(c) | AES Ballylumford | AES Ballylumford | 32954 | Ballylumford Power Station Ballylumford | -- | LARNE | BT40 3RS | 1100 | 0 | 55 | 600 | n
UK | 2012 | UK337 | 2012UK337 | 2012-337 | 337 | AES Kilroot Power Ltd | Kilroot Power Station, Larne Road, Carrickfergus, Co. Antrim, BT38 7LX | Art 4(3) - existing plants | ESI | 1568 | No |  | 25506.46 | 261.545 |  |  | 2718.3 | 3354.57 | 17.34 | [7 empty] | 1.(c) | AES Kilroot Power Ltd | AES Kilroot Power Ltd | 14388 | Kilroot Power Station Larne Road | -- | Carrickfergus | BT38 7LX | 3360 | 2730 | 0 | 2350 | n
UK | 2012 | UK338 | 2012UK338 | 2012-338 | 338 | AES Kilroot Power Ltd | Kilroot Power Station, Larne Road, Carrickfergus, Co. Antrim, BT38 7LX | Art 4(3) - existing plants | ESI | 236 | Yes |  |  | 9.58 |  |  | 0.458 | 1.927 | [8 empty] | 1.(c) | AES Kilroot Power Ltd | AES Kilroot Power Ltd | 14388 | Kilroot Power Station Larne Road | -- | Carrickfergus | BT38 7LX | 3360 | 2730 | 0 | 2350 | n
UK | 2012 | UK339 | 2012UK339 | 2012-339 | 339 | AES Kilroot Power Ltd | Kilroot Power Station, Larne Road, Carrickfergus, Co. Antrim, BT38 7LX | Art 4(2) - new-new plants | ESI | 287 | Yes |  |  | 80.96 |  |  | 0.288 | 1.132 | [8 empty] | 1.(c) | AES Kilroot Power Ltd | AES Kilroot Power Ltd | 14388 | Kilroot Power Station Larne Road | -- | Carrickfergus | BT38 7LX | 3360 | 2730 | 0 | 2350 | n
[39 empty] | 374 | total
[39 empty] | 0 | p
[39 empty] | 134 | n
[39 empty] | 167 | m
[39 empty] | 6 | l
[39 empty] | 7 | -
Note on U2: Ioanna Kourti: Comments prefixed with "AMEC" are comments by AMEC.
Note on Z2: Ioanna Kourti: Notes in this column which state a pollutant indicate that the ELVs for that pollutants do not apply until the specified date.

## summary
| total | p | n | m | l | rest | % finished | % p | % n | % m | % l | Number of plants reporting NOx emissions | Total number of plants with emissions ≥ 100t NOx | Number of not linked plants with emissions ≥ 100t NOx | Number of plants reporting SOx emissions | Number of plants reporting dust emissions
AT | 93 | 56 | 0 | 0 | 0 | 37 | 60.22% | 60.22% | 0% | 0% | 0% | 92 | 23 | 9 | 37 | 46
BE | 99 | 69 | 10 | 2 | 2 | 16 | 83.84% | 69.7% | 10.1% | 2.02% | 2.02% | 99 | 36 | 1 | 41 | 56
BG | 39 | 12 | 5 | 9 | 1 | 12 | 69.23% | 30.77% | 12.82% | 23.08% | 2.564% | 25 | 22 | 2 | 18 | 16
CY | 17 | 0 | 6 | 11 | 0 | 0 | 100% | 0% | 35.29% | 64.71% | 0% | 13 | 10 | 0 | 13 | 13
CZ | 108 | 0 | 95 | 8 | 0 | 5 | 95.37% | 0% | 87.96% | 7.407% | 0% | 103 | 68 | 0 | 102 | 102
DE | 622 | 0 | 217 | 52 | 0 | 353 | 43.25% | 0% | 34.89% | 8.36% | 0% | 611 | 242 | 110 | 534 | 485
DK | 95 | 0 | 44 | 7 | 0 | 44 | 53.68% | 0% | 46.32% | 7.368% | 0% | 83 | 23 | 2 | 61 | 39
EE | 22 | 0 | 14 | 8 | 0 | 0 | 100% | 0% | 63.64% | 36.36% | 0% | 17 | 7 | 0 | 10 | 12
ES | 222 | 0 | 128 | 38 | 3 | 53 | 76.13% | 0% | 57.66% | 17.12% | 1.351% | 195 | 101 | 15 | 182 | 175
FI | 194 | 99 | 31 | 1 | 6 | 57 | 70.62% | 51.03% | 15.98% | 0.5155% | 3.093% | 173 | 76 | 13 | 133 | 129
FR | 254 | 0 | 0 | 109 | 5 | 140 | 44.88% | 0% | 0% | 42.91% | 1.969% | 249 | 90 | 52 | 249 | 248
GR | 67 | 0 | 46 | 8 | 5 | 8 | 88.06% | 0% | 68.66% | 11.94% | 7.463% | 61 | 35 | 2 | 45 | 47
HU | 59 | 0 | 34 | 0 | 1 | 24 | 59.32% | 0% | 57.63% | 0% | 1.695% | 54 | 18 | 4 | 39 | 30
IE | 28 | 0 | 22 | 4 | 0 | 2 | 92.86% | 0% | 78.57% | 14.29% | 0% | 28 | 15 | 1 | 23 | 15
IT | 457 | 2 | 406 | 5 | 7 | 37 | 91.9% | 0.4376% | 88.84% | 1.094% | 1.532% | 413 | 151 | 5 | 195 | 197
LT | 27 | 11 | 2 | 0 | 1 | 13 | 51.85% | 40.74% | 7.407% | 0% | 3.704% | 27 | 9 | 1 | 16 | 20
LU | 1 | 0 | 1 | 0 | 0 | 0 | 100% | 0% | 100% | 0% | 0% | 1 | 1 | 0 | 1 | 1
LV | 18 | 0 | 14 | 2 | 0 | 2 | 88.89% | 0% | 77.78% | 11.11% | 0% | 18 | 3 | 0 | 2 | 2
MT | 11 | 11 | 0 | 0 | 0 | 0 | 100% | 100% | 0% | 0% | 0% | 11 | 10 | 0 | 11 | 11
NL | 189 | 173 | 10 | 1 | 0 | 5 | 97.35% | 91.53% | 5.291% | 0.5291% | 0% | 183 | 53 | 0 | 74 | 113
PL | 105 | 91 | 9 | 1 | 1 | 3 | 97.14% | 86.67% | 8.571% | 0.9524% | 0.9524% | 96 | 79 | 1 | 95 | 94
PT | 35 | 0 | 23 | 11 | 0 | 1 | 97.14% | 0% | 65.71% | 31.43% | 0% | 32 | 17 | 0 | 21 | 32
RO | 176 | 0 | 112 | 10 | 3 | 51 | 71.02% | 0% | 63.64% | 5.682% | 1.705% | 97 | 34 | 1 | 68 | 71
SE | 135 | 0 | 94 | 0 | 1 | 40 | 70.37% | 0% | 69.63% | 0% | 0.7407% | 135 | 20 | 2 | 131 | 129
SI | 18 | 6 | 5 | 0 | 0 | 7 | 61.11% | 33.33% | 27.78% | 0% | 0% | 16 | 5 | 0 | 12 | 10
SK | 72 | 0 | 57 | 0 | 0 | 15 | 79.17% | 0% | 79.17% | 0% | 0% | 64 | 19 | 2 | 64 | 49
UK | 374 | 0 | 134 | 167 | 6 | 67 | 82.09% | 0% | 35.83% | 44.65% | 1.604% | 321 | 142 | 18 | 224 | 181
| total | p | n | m | l | rest | % finished | % p | % n | % m | % l
TOTAL | 3537 | 530 | 1519 | 454 | 42 | 992 | 71.95% | 14.98% | 42.95% | 12.84% | 1.187%
2545

## info
Columns A-AA: | Combustion plants reported under the LCP Directive
Columns AB-AM: | Facilities reported in E-PRTR
Column AN: | Method
| p: | plants/facilities were linked using their postal codes: same postal code, same street name and whether the plant name contains the facility name
| n: | if no postal codes are available or the postal codes are not identical, plants/facilities were linked based on the plants'/facilities' manes and addresses
| m: | plants/facilities that could not be linked using method "P" or "n" will be compared manually (to the extent possible) by searching for identical strings
| l: | plants/facilities that could not be linked using methods "p", "n" or "m", same linkage as for the last LCP comparison (2008 data) will be applied